## 1. input
| Unit | Source | Value | Uncertainty treatment
Hydropower plant |  |  |  |  | Comment
Monthly energy production | GWh per month | External consultant | - | Stochastic programming
Installed capacity (Qturb) | MW | Master plan
FOM | $/MW.year | Master plan, p.122-124. | 2% of installed capacity
VOM | $/MW.year | Master plan, p.122-124.
Capex | $/MW | Master plan, p.122-124. | $3.5M/MW |  | Significantly higher than previous data.
Reservoir capacity |  | Master plan, p.122-124. |  |  | No value for alternative use of water?
Qturb |  |  |  | Sensitivity analysis | Average when not available
Solar
Solar production | Wh | Renewable ninja | - | Representative year | Worst case with low solar for the full time period.
Capex, FOM, VOM solar | $ | WAPP | 1$/W + VOM: 12k$/MW
Thermal power plant
Existing thermal plant |  | Master Plan | KS: $250/MWh
Capex, FOM, VOM New HFO |  | Master Plan, | $2.6W
HFO price | $/mmbtu | WAPP + Higher assumption | $10-15/mmbtu
Capex BESS |  | WAPP + Lower assumption | 150-250$/kWh + 300$/kW
Availability | % | Assumption | 85%
Demand
Annual peak demand projection | MW/year | Linear projection from historical trend
Coefficient peak to energy | GWh/MW | Historical data EDG
Load curve |  | EDG
|  |  |  | Stochastic programming | Lower than MP
Deterministic
Starting year |  | Optimized | 2030 | Sensitivity analysis (7 - 10 years)
Reserve share |  | Assumption | 10% | Sensitivity analysis (0% - 10% - 20%)

## 1. input_french
| Unité | Source | Valeur
Demande d'énergie
Demande de pointe annuelle | MW/year | Projection linéaire depuis la demande historique
Demande d'énergie annuelle | GWh/MW | Coefficient moyen calculé sur l'historique
Courbe de charge | MW | Retraitement depuis les années historiques 2021-2022
Projection demande (pointe et énergie) d'export | MW | Plan directeur retardé à 2024
Centrales hydrauliques
Centrales hydrauliques sélectionnées |  | Plan directeur
Production hydroélectrique | GWh par mois | Analyse reactualisée | -
Capacité installée (Qturb) | MW | Plan directeur
Capacité du réservoir |  | Plan directeur
Coût d'installation | $/MW | Plan directeur, p.122-124. | $3.5M/MW
Coût fixe de maintenance (FOM) | $/MW.an | Plan directeur, p.122-124. | 2% Coût d'installation - $70k/MW.an
Centrales solaires
Solar production | Wh | Renewable ninja | -
Coût d'installation | $/MW | Hypothèse régionale | $1M/MW
Coût fixe de maintenance (FOM) | $/MW.an | Hypothèse régionale | $12k/MW.an
Batterie
Coût d'installation | $/MW + $/MWh | Hypothèse régionale | $300/kW + $250/kWh
Coût fixe de maintenance (FOM) | $/MW.an | Hypothèse régionale | $14k/MW.an
Centrale thermique
Centrale thermique existante
Coût IPP |  | Plan directeur | IPP: $50-250/MWh + Fuel cost
Coût Leasing (Agreko, Karpowerhship) |  | Hypothèse régionale | 250/MWh + Fuel cost
Efficacité | MMBTu/MWh | Hypothèse régionale | 9-10
Prix des fioul (HFO) | $/MMBTu | Hypothèse régionale | $12/MMBtu
Disponibilité | % | Hypothèse régionale | 85%
Nouvelle centrale thermique
Coût d'installation | $/MW | Plan directeur | $2.6M/MW
Coût fixe de maintenance (FOM) | $/MW | Plan directeur | $26k/MW
Coût variable de maintenance (FOM) | $/MWh | Plan directeur | $100/MWh
Starting year |  | Optimized | 2030
Reserve share |  | Assumption | 10%

## 2. load_curve_historical
Source: EDG | [13 empty] | Calculation total demand
season | day | hour | 2017 | 2018 | 2019 | 2021 | 2022 |  | 2017 | 2018 | 2019 | 2021 | 2022 |  | 2017 | 2018 | 2019 | 2021 | 2022
1 | 1 | 0 | 224 | 255.8 | 255.8 | 282.2 | 324.5 | 2024-01-01 | 0.67006 | 0.69662 | 0.69662 | 0.56724 | 0.63231 | Total energy (GWh) | 1736.8483 | 1885.9753 | 1885.9753 | 2933.9299 | 3167.1598
1 | 1 | 1 | 212 | 245.2 | 245.2 | 287.1 | 315 | 2024-01-01 01:00 | 0.63416 | 0.66776 | 0.66776 | 0.57709 | 0.6138 |  |  | 8.586% | 1.909e-06% | 27.78% | 7.949%
1 | 1 | 2 | 207.3 | 240.7 | 240.7 | 250.1 | 304.36 | 2024-01-01 02:00 | 0.6201 | 0.6555 | 0.6555 | 0.50271 | 0.59306 | Peak demand (MW) | 334.3 | 367.2 | 367.2 | 497.5 | 513.2
1 | 1 | 3 | 203.2 | 231.6 | 231.6 | 245.1 | 306.4 | 2024-01-01 03:00 | 0.60784 | 0.63072 | 0.63072 | 0.49266 | 0.59704 |  |  | 9.841% | 0% | 17.74% | 3.156%
1 | 1 | 4 | 199.1 | 225.2 | 225.2 | 243.2 | 303 | 2024-01-01 04:00 | 0.59557 | 0.61329 | 0.61329 | 0.48884 | 0.59041 |  | 5.1955 | 5.1361 | 5.1361 | 5.8973 | 6.1714 | 5.5073
1 | 1 | 5 | 200 | 227.3 | 227.3 | 239.2 | 301.4 | 2024-01-01 05:00 | 0.59827 | 0.61901 | 0.61901 | 0.4808 | 0.5873
1 | 1 | 6 | 208.4 | 229.6 | 229.6 | 245.2 | 301.2 | 2024-01-01 06:00 | 0.62339 | 0.62527 | 0.62527 | 0.49286 | 0.58691
1 | 1 | 7 | 207.2 | 231 | 231 | 262.1 | 305.2 | 2024-01-01 07:00 | 0.6198 | 0.62908 | 0.62908 | 0.52683 | 0.5947
1 | 1 | 8 | 191.2 | 221 | 221 | 261.9 | 306.2 | 2024-01-01 08:00 | 0.57194 | 0.60185 | 0.60185 | 0.52643 | 0.59665
1 | 1 | 9 | 193.7 | 195.45 | 195.45 | 249.9 | 317.1 | 2024-01-01 09:00 | 0.57942 | 0.53227 | 0.53227 | 0.50231 | 0.61789
1 | 1 | 10 | 188.8 | 160.3 | 160.3 | 257.9 | 317 | 2024-01-01 10:00 | 0.56476 | 0.43655 | 0.43655 | 0.51839 | 0.61769
1 | 1 | 11 | 182.7 | 159.35 | 159.35 | 254.9 | 317.8 | 2024-01-01 11:00 | 0.54652 | 0.43396 | 0.43396 | 0.51236 | 0.61925
1 | 1 | 12 | 186.3 | 160.25 | 160.25 | 254.9 | 316.8 | 2024-01-01 12:00 | 0.55728 | 0.43641 | 0.43641 | 0.51236 | 0.6173
1 | 1 | 13 | 195.3 | 161.65 | 161.65 | 255.8 | 322.3 | 2024-01-01 13:00 | 0.58421 | 0.44022 | 0.44022 | 0.51417 | 0.62802
1 | 1 | 14 | 193.7 | 161.65 | 161.65 | 236.9 | 345.2 | 2024-01-01 14:00 | 0.57942 | 0.44022 | 0.44022 | 0.47618 | 0.67264
1 | 1 | 15 | 180.7 | 161.65 | 161.65 | 250.9 | 347.6 | 2024-01-01 15:00 | 0.54053 | 0.44022 | 0.44022 | 0.50432 | 0.67732
1 | 1 | 16 | 184.5 | 155.8 | 155.8 | 259.9 | 352 | 2024-01-01 16:00 | 0.5519 | 0.42429 | 0.42429 | 0.52241 | 0.68589
1 | 1 | 17 | 189.5 | 219.1 | 219.1 | 289.5 | 360 | 2024-01-01 17:00 | 0.56686 | 0.59668 | 0.59668 | 0.58191 | 0.70148
1 | 1 | 18 | 234.9 | 259.4 | 259.4 | 324.6 | 379.1 | 2024-01-01 18:00 | 0.70266 | 0.70643 | 0.70643 | 0.65246 | 0.7387
1 | 1 | 19 | 237.2 | 312.6 | 312.6 | 366.3 | 430.3 | 2024-01-01 19:00 | 0.70954 | 0.85131 | 0.85131 | 0.73628 | 0.83846
1 | 1 | 20 | 240.1 | 317.5 | 317.5 | 371.2 | 425.1 | 2024-01-01 20:00 | 0.71822 | 0.86465 | 0.86465 | 0.74613 | 0.82833
1 | 1 | 21 | 236.1 | 315.9 | 315.9 | 333.8 | 430.5 | 2024-01-01 21:00 | 0.70625 | 0.86029 | 0.86029 | 0.67095 | 0.83885
1 | 1 | 22 | 230.1 | 282.8 | 282.8 | 333.3 | 400.3 | 2024-01-01 22:00 | 0.6883 | 0.77015 | 0.77015 | 0.66995 | 0.78001
1 | 1 | 23 | 224.4 | 266.9 | 266.9 | 335.1 | 386.2 | 2024-01-01 23:00 | 0.67125 | 0.72685 | 0.72685 | 0.67357 | 0.75253
1 | 2 | 0 | 206.1 | 170.4 | 170.4 | 275.35 | 347.8 | 2024-01-02 | 0.61651 | 0.46405 | 0.46405 | 0.55347 | 0.67771
1 | 2 | 1 | 200.5 | 164.1 | 164.1 | 259.85 | 338.7 | 2024-01-02 01:00 | 0.59976 | 0.4469 | 0.4469 | 0.52231 | 0.65998
1 | 2 | 2 | 193 | 153.95 | 153.95 | 254.85 | 327.6 | 2024-01-02 02:00 | 0.57733 | 0.41925 | 0.41925 | 0.51226 | 0.63835
1 | 2 | 3 | 187.3 | 139.9 | 139.9 | 246.85 | 324.5 | 2024-01-02 03:00 | 0.56028 | 0.38099 | 0.38099 | 0.49618 | 0.63231
1 | 2 | 4 | 188.4 | 140.05 | 140.05 | 242.85 | 307.4 | 2024-01-02 04:00 | 0.56357 | 0.3814 | 0.3814 | 0.48814 | 0.59899
1 | 2 | 5 | 184.1 | 140.3 | 140.3 | 245.85 | 307.7 | 2024-01-02 05:00 | 0.5507 | 0.38208 | 0.38208 | 0.49417 | 0.59957
1 | 2 | 6 | 198.3 | 142.45 | 142.45 | 251.85 | 311.6 | 2024-01-02 06:00 | 0.59318 | 0.38794 | 0.38794 | 0.50623 | 0.60717
1 | 2 | 7 | 194.2 | 136.2 | 136.2 | 274.85 | 321 | 2024-01-02 07:00 | 0.58092 | 0.37092 | 0.37092 | 0.55246 | 0.62549
1 | 2 | 8 | 140.9 | 93.9 | 93.9 | 282.9 | 321.2 | 2024-01-02 08:00 | 0.42148 | 0.25572 | 0.25572 | 0.56864 | 0.62588
1 | 2 | 9 | 144.7 | 93.8 | 93.8 | 275.9 | 317.2 | 2024-01-02 09:00 | 0.43284 | 0.25545 | 0.25545 | 0.55457 | 0.61808
1 | 2 | 10 | 156.6 | 49.3 | 49.3 | 265.9 | 305.5 | 2024-01-02 10:00 | 0.46844 | 0.13426 | 0.13426 | 0.53447 | 0.59528
1 | 2 | 11 | 170.9 | 87.8 | 87.8 | 259.9 | 317.8 | 2024-01-02 11:00 | 0.51122 | 0.23911 | 0.23911 | 0.52241 | 0.61925
1 | 2 | 12 | 172.8 | 95.9 | 95.9 | 257.9 | 338.7 | 2024-01-02 12:00 | 0.5169 | 0.26117 | 0.26117 | 0.51839 | 0.65998
1 | 2 | 13 | 175.3 | 128.6 | 128.6 | 256.9 | 327.24 | 2024-01-02 13:00 | 0.52438 | 0.35022 | 0.35022 | 0.51638 | 0.63765
1 | 2 | 14 | 172.1 | 133.5 | 133.5 | 262.9 | 326.9 | 2024-01-02 14:00 | 0.51481 | 0.36356 | 0.36356 | 0.52844 | 0.63698
1 | 2 | 15 | 175.4 | 117.3 | 117.3 | 258.9 | 340 | 2024-01-02 15:00 | 0.52468 | 0.31944 | 0.31944 | 0.5204 | 0.66251
1 | 2 | 16 | 172.4 | 105 | 105 | 247.7 | 348.8 | 2024-01-02 16:00 | 0.5157 | 0.28595 | 0.28595 | 0.49789 | 0.67966
1 | 2 | 17 | 182.1 | 135.3 | 135.3 | 261.2 | 352.6 | 2024-01-02 17:00 | 0.54472 | 0.36846 | 0.36846 | 0.52503 | 0.68706
1 | 2 | 18 | 232 | 227.8 | 227.8 | 294.45 | 388 | 2024-01-02 18:00 | 0.69399 | 0.62037 | 0.62037 | 0.59186 | 0.75604
1 | 2 | 19 | 238.9 | 259.2 | 259.2 | 319.15 | 418.2 | 2024-01-02 19:00 | 0.71463 | 0.70588 | 0.70588 | 0.64151 | 0.81489
1 | 2 | 20 | 257.6 | 261.2 | 261.2 | 341.65 | 422.3 | 2024-01-02 20:00 | 0.77057 | 0.71133 | 0.71133 | 0.68673 | 0.82288
1 | 2 | 21 | 255.2 | 257.8 | 257.8 | 345.55 | 413.9 | 2024-01-02 21:00 | 0.76339 | 0.70207 | 0.70207 | 0.69457 | 0.80651
1 | 2 | 22 | 244.5 | 247.6 | 247.6 | 334.25 | 397.7 | 2024-01-02 22:00 | 0.73138 | 0.67429 | 0.67429 | 0.67186 | 0.77494
1 | 2 | 23 | 224.4 | 261.1 | 261.1 | 317.35 | 375.4 | 2024-01-02 23:00 | 0.67125 | 0.71106 | 0.71106 | 0.63789 | 0.73149
1 | 3 | 0 | 210.6 | 176.4 | 176.4 | 339.9 | 353.6 | 2024-01-03 | 0.62997 | 0.48039 | 0.48039 | 0.68322 | 0.68901
1 | 3 | 1 | 209.2 | 173.3 | 173.3 | 312.8 | 325 | 2024-01-03 01:00 | 0.62579 | 0.47195 | 0.47195 | 0.62874 | 0.63328
1 | 3 | 2 | 200.7 | 172.4 | 172.4 | 303.8 | 314.9 | 2024-01-03 02:00 | 0.60036 | 0.4695 | 0.4695 | 0.61065 | 0.6136
1 | 3 | 3 | 200.9 | 165.5 | 165.5 | 297.7 | 296.7 | 2024-01-03 03:00 | 0.60096 | 0.45071 | 0.45071 | 0.59839 | 0.57814
1 | 3 | 4 | 201 | 166.5 | 166.5 | 295.8 | 301.6 | 2024-01-03 04:00 | 0.60126 | 0.45343 | 0.45343 | 0.59457 | 0.58769
1 | 3 | 5 | 200.8 | 165.6 | 165.6 | 298.5 | 314.3 | 2024-01-03 05:00 | 0.60066 | 0.45098 | 0.45098 | 0.6 | 0.61243
1 | 3 | 6 | 223.8 | 164.7 | 164.7 | 314.4 | 340.4 | 2024-01-03 06:00 | 0.66946 | 0.44853 | 0.44853 | 0.63196 | 0.66329
1 | 3 | 7 | 212 | 159.7 | 159.7 | 9.5 | 298.5 | 2024-01-03 07:00 | 0.63416 | 0.43491 | 0.43491 | 0.019095 | 0.58164
1 | 3 | 8 | 147.3 | 80.9 | 80.9 | 31.9 | 309 | 2024-01-03 08:00 | 0.44062 | 0.22032 | 0.22032 | 0.064121 | 0.6021
1 | 3 | 9 | 137.6 | 91.6 | 91.6 | 54.8 | 303.3 | 2024-01-03 09:00 | 0.41161 | 0.24946 | 0.24946 | 0.11015 | 0.591
1 | 3 | 10 | 137 | 90.6 | 90.6 | 39.3 | 300.8 | 2024-01-03 10:00 | 0.40981 | 0.24673 | 0.24673 | 0.078995 | 0.58613
1 | 3 | 11 | 136 | 90.7 | 90.7 | 36.7 | 313.8 | 2024-01-03 11:00 | 0.40682 | 0.247 | 0.247 | 0.073769 | 0.61146
1 | 3 | 12 | 136.1 | 91.6 | 91.6 | 36.6 | 314.2 | 2024-01-03 12:00 | 0.40712 | 0.24946 | 0.24946 | 0.073568 | 0.61224
1 | 3 | 13 | 132.9 | 60.6 | 60.6 | 36.7 | 324.7 | 2024-01-03 13:00 | 0.39755 | 0.16503 | 0.16503 | 0.073769 | 0.6327
1 | 3 | 14 | 136.9 | 62.5 | 62.5 | 36.37 | 329.2 | 2024-01-03 14:00 | 0.40951 | 0.17021 | 0.17021 | 0.073106 | 0.64147
1 | 3 | 15 | 140.5 | 89.9 | 89.9 | 36.6 | 314 | 2024-01-03 15:00 | 0.42028 | 0.24483 | 0.24483 | 0.073568 | 0.61185
1 | 3 | 16 | 131.4 | 114.5 | 114.5 | 36.7 | 331.2 | 2024-01-03 16:00 | 0.39306 | 0.31182 | 0.31182 | 0.073769 | 0.64536
1 | 3 | 17 | 148.5 | 130.3 | 130.3 | 36.7 | 349.7 | 2024-01-03 17:00 | 0.44421 | 0.35485 | 0.35485 | 0.073769 | 0.68141
1 | 3 | 18 | 218.6 | 162.2 | 162.2 | 39.6 | 381.8 | 2024-01-03 18:00 | 0.6539 | 0.44172 | 0.44172 | 0.079598 | 0.74396
1 | 3 | 19 | 260.4 | 210.2 | 210.2 | 54.9 | 420 | 2024-01-03 19:00 | 0.77894 | 0.57244 | 0.57244 | 0.11035 | 0.81839
1 | 3 | 20 | 268.5 | 223.6 | 223.6 | 70.5 | 423.2 | 2024-01-03 20:00 | 0.80317 | 0.60893 | 0.60893 | 0.14171 | 0.82463
1 | 3 | 21 | 246.4 | 219.8 | 219.8 | 73.4 | 407.9 | 2024-01-03 21:00 | 0.73706 | 0.59858 | 0.59858 | 0.14754 | 0.79482
1 | 3 | 22 | 249.1 | 210.8 | 210.8 | 48.3 | 387 | 2024-01-03 22:00 | 0.74514 | 0.57407 | 0.57407 | 0.097085 | 0.75409
1 | 3 | 23 | 237.5 | 182.5 | 182.5 | 36.7 | 374.5 | 2024-01-03 23:00 | 0.71044 | 0.497 | 0.497 | 0.073769 | 0.72973
1 | 4 | 0 | 211.8 | 162.6 | 162.6 | 351.7 | 338.2 | 2024-01-04 | 0.63356 | 0.44281 | 0.44281 | 0.70693 | 0.659
1 | 4 | 1 | 211.7 | 162.7 | 162.7 | 341.7 | 313.2 | 2024-01-04 01:00 | 0.63326 | 0.44308 | 0.44308 | 0.68683 | 0.61029
1 | 4 | 2 | 209.8 | 159.6 | 159.6 | 334.6 | 292.9 | 2024-01-04 02:00 | 0.62758 | 0.43464 | 0.43464 | 0.67256 | 0.57073
1 | 4 | 3 | 208.9 | 156.4 | 156.4 | 310.5 | 280.8 | 2024-01-04 03:00 | 0.62489 | 0.42593 | 0.42593 | 0.62412 | 0.54716
1 | 4 | 4 | 190.9 | 158.4 | 158.4 | 310.9 | 286 | 2024-01-04 04:00 | 0.57104 | 0.43137 | 0.43137 | 0.62492 | 0.55729
1 | 4 | 5 | 183 | 157.7 | 157.7 | 313.7 | 301.1 | 2024-01-04 05:00 | 0.54741 | 0.42947 | 0.42947 | 0.63055 | 0.58671
1 | 4 | 6 | 200.2 | 169.6 | 169.6 | 340.9 | 344.2 | 2024-01-04 06:00 | 0.59886 | 0.46187 | 0.46187 | 0.68523 | 0.67069
1 | 4 | 7 | 193.1 | 155.7 | 155.7 | 349 | 306.9 | 2024-01-04 07:00 | 0.57762 | 0.42402 | 0.42402 | 0.70151 | 0.59801
1 | 4 | 8 | 142 | 67.9 | 67.9 | 352 | 305.9 | 2024-01-04 08:00 | 0.42477 | 0.18491 | 0.18491 | 0.70754 | 0.59606
1 | 4 | 9 | 141.7 | 79.1 | 79.1 | 326.3 | 300 | 2024-01-04 09:00 | 0.42387 | 0.21541 | 0.21541 | 0.65588 | 0.58457
1 | 4 | 10 | 143.9 | 79.3 | 79.3 | 317.6 | 311 | 2024-01-04 10:00 | 0.43045 | 0.21596 | 0.21596 | 0.63839 | 0.606
1 | 4 | 11 | 141.5 | 90.9 | 90.9 | 324.7 | 327.1 | 2024-01-04 11:00 | 0.42327 | 0.24755 | 0.24755 | 0.65266 | 0.63737
1 | 4 | 12 | 139.8 | 74.3 | 74.3 | 331.6 | 296.1 | 2024-01-04 12:00 | 0.41819 | 0.20234 | 0.20234 | 0.66653 | 0.57697
1 | 4 | 13 | 141.3 | 118.1 | 118.1 | 328.6 | 324.3 | 2024-01-04 13:00 | 0.42267 | 0.32162 | 0.32162 | 0.6605 | 0.63192
1 | 4 | 14 | 132.3 | 111.7 | 111.7 | 327.7 | 348.4 | 2024-01-04 14:00 | 0.39575 | 0.30419 | 0.30419 | 0.65869 | 0.67888
1 | 4 | 15 | 103.5 | 109.8 | 109.8 | 322.8 | 354.1 | 2024-01-04 15:00 | 0.3096 | 0.29902 | 0.29902 | 0.64884 | 0.68998
1 | 4 | 16 | 100.8 | 118.6 | 118.6 | 286.4 | 361.9 | 2024-01-04 16:00 | 0.30153 | 0.32298 | 0.32298 | 0.57568 | 0.70518
1 | 4 | 17 | 166.5 | 117.5 | 117.5 | 313.6 | 341.1 | 2024-01-04 17:00 | 0.49806 | 0.31999 | 0.31999 | 0.63035 | 0.66465
1 | 4 | 18 | 189.6 | 154.4 | 154.4 | 330.8 | 396.7 | 2024-01-04 18:00 | 0.56716 | 0.42048 | 0.42048 | 0.66492 | 0.77299
1 | 4 | 19 | 256.2 | 208.3 | 208.3 | 382.6 | 429.2 | 2024-01-04 19:00 | 0.76638 | 0.56727 | 0.56727 | 0.76905 | 0.83632
1 | 4 | 20 | 248.2 | 227.3 | 227.3 | 460.3 | 442.4 | 2024-01-04 20:00 | 0.74245 | 0.61901 | 0.61901 | 0.92523 | 0.86204
1 | 4 | 21 | 260 | 229.8 | 229.8 | 468.1 | 429.3 | 2024-01-04 21:00 | 0.77774 | 0.62582 | 0.62582 | 0.9409 | 0.83652
1 | 4 | 22 | 251 | 216.8 | 216.8 | 473.2 | 420.9 | 2024-01-04 22:00 | 0.75082 | 0.59041 | 0.59041 | 0.95116 | 0.82015
1 | 4 | 23 | 234 | 202.7 | 202.7 | 435.2 | 393.8 | 2024-01-04 23:00 | 0.69997 | 0.55202 | 0.55202 | 0.87477 | 0.76734
1 | 5 | 0 | 223.8 | 183.3 | 183.3 | 53.5 | 370 | 2024-01-05 | 0.66946 | 0.49918 | 0.49918 | 0.10754 | 0.72097
1 | 5 | 1 | 205.8 | 164.65 | 164.65 | 25.4 | 350.8 | 2024-01-05 01:00 | 0.61561 | 0.44839 | 0.44839 | 0.051055 | 0.68355
1 | 5 | 2 | 201.1 | 160.65 | 160.65 | 18.3 | 340.6 | 2024-01-05 02:00 | 0.60156 | 0.4375 | 0.4375 | 0.036784 | 0.66368
1 | 5 | 3 | 195.1 | 159.8 | 159.8 | 18.4 | 332.7 | 2024-01-05 03:00 | 0.58361 | 0.43519 | 0.43519 | 0.036985 | 0.64829
1 | 5 | 4 | 197.1 | 154.2 | 154.2 | 18.3 | 332.7 | 2024-01-05 04:00 | 0.58959 | 0.41993 | 0.41993 | 0.036784 | 0.64829
1 | 5 | 5 | 195.5 | 161.3 | 161.3 | 18.3 | 350.8 | 2024-01-05 05:00 | 0.5848 | 0.43927 | 0.43927 | 0.036784 | 0.68355
1 | 5 | 6 | 223.8 | 153.4 | 153.4 | 22.4 | 367.8 | 2024-01-05 06:00 | 0.66946 | 0.41776 | 0.41776 | 0.045025 | 0.71668
1 | 5 | 7 | 218.5 | 113.8 | 113.8 | 54.8 | 348.5 | 2024-01-05 07:00 | 0.6536 | 0.30991 | 0.30991 | 0.11015 | 0.67907
1 | 5 | 8 | 195.2 | 88.8 | 88.8 | 43.7 | 403 | 2024-01-05 08:00 | 0.58391 | 0.24183 | 0.24183 | 0.087839 | 0.78527
1 | 5 | 9 | 148.4 | 75.95 | 75.95 | 36.3 | 332.9 | 2024-01-05 09:00 | 0.44391 | 0.20684 | 0.20684 | 0.072965 | 0.64867
1 | 5 | 10 | 145.8 | 79.7 | 79.7 | 37 | 340 | 2024-01-05 10:00 | 0.43614 | 0.21705 | 0.21705 | 0.074372 | 0.66251
1 | 5 | 11 | 135.9 | 84.2 | 84.2 | 36.6 | 338.4 | 2024-01-05 11:00 | 0.40652 | 0.2293 | 0.2293 | 0.073568 | 0.65939
1 | 5 | 12 | 134.3 | 113.25 | 113.25 | 25.4 | 341 | 2024-01-05 12:00 | 0.40173 | 0.30842 | 0.30842 | 0.051055 | 0.66446
1 | 5 | 13 | 145.9 | 100.75 | 100.75 | 18.3 | 335.2 | 2024-01-05 13:00 | 0.43643 | 0.27437 | 0.27437 | 0.036784 | 0.65316
1 | 5 | 14 | 149.4 | 108.55 | 108.55 | 32.4 | 344 | 2024-01-05 14:00 | 0.4469 | 0.29562 | 0.29562 | 0.065126 | 0.6703
1 | 5 | 15 | 114.7 | 108.55 | 108.55 | 36.7 | 360 | 2024-01-05 15:00 | 0.3431 | 0.29562 | 0.29562 | 0.073769 | 0.70148
1 | 5 | 16 | 88.5 | 114.55 | 114.55 | 36.6 | 355.5 | 2024-01-05 16:00 | 0.26473 | 0.31196 | 0.31196 | 0.073568 | 0.69271
1 | 5 | 17 | 32 | 108.7 | 108.7 | 36.7 | 373.3 | 2024-01-05 17:00 | 0.095722 | 0.29602 | 0.29602 | 0.073769 | 0.7274
1 | 5 | 18 | 137.2 | 164.55 | 164.55 | 52.9 | 423.7 | 2024-01-05 18:00 | 0.41041 | 0.44812 | 0.44812 | 0.10633 | 0.8256
1 | 5 | 19 | 232.3 | 221.9 | 221.9 | 73.4 | 462.6 | 2024-01-05 19:00 | 0.69488 | 0.6043 | 0.6043 | 0.14754 | 0.9014
1 | 5 | 20 | 231.3 | 234.9 | 234.9 | 73.2 | 460.8 | 2024-01-05 20:00 | 0.69189 | 0.63971 | 0.63971 | 0.14714 | 0.8979
1 | 5 | 21 | 247.9 | 234.7 | 234.7 | 80.7 | 448.2 | 2024-01-05 21:00 | 0.74155 | 0.63916 | 0.63916 | 0.16221 | 0.87334
1 | 5 | 22 | 230.5 | 227.2 | 227.2 | 91.4 | 427.2 | 2024-01-05 22:00 | 0.6895 | 0.61874 | 0.61874 | 0.18372 | 0.83242
1 | 5 | 23 | 190.5 | 189.6 | 189.6 | 69.9 | 411.1 | 2024-01-05 23:00 | 0.56985 | 0.51634 | 0.51634 | 0.1405 | 0.80105
1 | 6 | 0 | 170.9 | 166.4 | 166.4 | 36.7 | 367.7 | 2024-01-06 | 0.51122 | 0.45316 | 0.45316 | 0.073769 | 0.71648
1 | 6 | 1 | 176.3 | 168.4 | 168.4 | 36.5 | 362.1 | 2024-01-06 01:00 | 0.52737 | 0.45861 | 0.45861 | 0.073367 | 0.70557
1 | 6 | 2 | 159.5 | 166.4 | 166.4 | 32.1 | 354.8 | 2024-01-06 02:00 | 0.47712 | 0.45316 | 0.45316 | 0.064523 | 0.69135
1 | 6 | 3 | 171.8 | 162.4 | 162.4 | 18.3 | 344.2 | 2024-01-06 03:00 | 0.51391 | 0.44227 | 0.44227 | 0.036784 | 0.67069
1 | 6 | 4 | 176.7 | 163.4 | 163.4 | 18.3 | 344.3 | 2024-01-06 04:00 | 0.52857 | 0.44499 | 0.44499 | 0.036784 | 0.67089
1 | 6 | 5 | 193.6 | 165.4 | 165.4 | 18.3 | 347.6 | 2024-01-06 05:00 | 0.57912 | 0.45044 | 0.45044 | 0.036784 | 0.67732
1 | 6 | 6 | 199.5 | 163.4 | 163.4 | 24 | 384 | 2024-01-06 06:00 | 0.59677 | 0.44499 | 0.44499 | 0.048241 | 0.74825
1 | 6 | 7 | 198.6 | 115.3 | 115.3 | 54.5 | 350.4 | 2024-01-06 07:00 | 0.59408 | 0.314 | 0.314 | 0.10955 | 0.68277
1 | 6 | 8 | 149.9 | 68.1 | 68.1 | 54.8 | 326 | 2024-01-06 08:00 | 0.4484 | 0.18546 | 0.18546 | 0.11015 | 0.63523
1 | 6 | 9 | 113 | 67.1 | 67.1 | 39.2 | 330.1 | 2024-01-06 09:00 | 0.33802 | 0.18273 | 0.18273 | 0.078794 | 0.64322
1 | 6 | 10 | 122.2 | 65.9 | 65.9 | 18.2 | 325.7 | 2024-01-06 10:00 | 0.36554 | 0.17947 | 0.17947 | 0.036583 | 0.63465
1 | 6 | 11 | 152.8 | 65.4 | 65.4 | 18.2 | 337.7 | 2024-01-06 11:00 | 0.45707 | 0.1781 | 0.1781 | 0.036583 | 0.65803
1 | 6 | 12 | 148.5 | 64.3 | 64.3 | 18.2 | 341.4 | 2024-01-06 12:00 | 0.44421 | 0.17511 | 0.17511 | 0.036583 | 0.66524
1 | 6 | 13 | 152.6 | 86.3 | 86.3 | 18.2 | 354.3 | 2024-01-06 13:00 | 0.45648 | 0.23502 | 0.23502 | 0.036583 | 0.69037
1 | 6 | 14 | 150.4 | 88.3 | 88.3 | 18.2 | 360.8 | 2024-01-06 14:00 | 0.4499 | 0.24047 | 0.24047 | 0.036583 | 0.70304
1 | 6 | 15 | 147.8 | 81.3 | 81.3 | 18.1 | 363.4 | 2024-01-06 15:00 | 0.44212 | 0.22141 | 0.22141 | 0.036382 | 0.70811
1 | 6 | 16 | 130.1 | 96.3 | 96.3 | 18.2 | 382.1 | 2024-01-06 16:00 | 0.38917 | 0.26225 | 0.26225 | 0.036583 | 0.74454
1 | 6 | 17 | 165.4 | 120 | 120 | 20.2 | 374 | 2024-01-06 17:00 | 0.49477 | 0.3268 | 0.3268 | 0.040603 | 0.72876
1 | 6 | 18 | 251.9 | 161.2 | 161.2 | 54.8 | 422.2 | 2024-01-06 18:00 | 0.75351 | 0.439 | 0.439 | 0.11015 | 0.82268
1 | 6 | 19 | 282.4 | 201.2 | 201.2 | 56.1 | 489.9 | 2024-01-06 19:00 | 0.84475 | 0.54793 | 0.54793 | 0.11276 | 0.9546
1 | 6 | 20 | 287.6 | 204.2 | 204.2 | 73.3 | 452.7 | 2024-01-06 20:00 | 0.86031 | 0.5561 | 0.5561 | 0.14734 | 0.88211
1 | 6 | 21 | 287.75 | 193.2 | 193.2 | 73.1 | 448.9 | 2024-01-06 21:00 | 0.86075 | 0.52614 | 0.52614 | 0.14693 | 0.87471
1 | 6 | 22 | 229.4 | 166.7 | 166.7 | 59.7 | 441.5 | 2024-01-06 22:00 | 0.68621 | 0.45398 | 0.45398 | 0.12 | 0.86029
1 | 6 | 23 | 204.85 | 155.7 | 155.7 | 54.7 | 399.8 | 2024-01-06 23:00 | 0.61277 | 0.42402 | 0.42402 | 0.10995 | 0.77903
1 | 7 | 0 | 197.5 | 134 | 134 | 54.7 | 372.4 | 2024-01-07 | 0.59079 | 0.36492 | 0.36492 | 0.10995 | 0.72564
1 | 7 | 1 | 194.9 | 131.5 | 131.5 | 27.4 | 362.3 | 2024-01-07 01:00 | 0.58301 | 0.35812 | 0.35812 | 0.055075 | 0.70596
1 | 7 | 2 | 192.6 | 125.1 | 125.1 | 18.2 | 351 | 2024-01-07 02:00 | 0.57613 | 0.34069 | 0.34069 | 0.036583 | 0.68394
1 | 7 | 3 | 205 | 128.1 | 128.1 | 18.1 | 339.3 | 2024-01-07 03:00 | 0.61322 | 0.34886 | 0.34886 | 0.036382 | 0.66115
1 | 7 | 4 | 192.1 | 127.1 | 127.1 | 18.2 | 338.9 | 2024-01-07 04:00 | 0.57463 | 0.34613 | 0.34613 | 0.036583 | 0.66037
1 | 7 | 5 | 198.8 | 125.15 | 125.15 | 18.2 | 355.9 | 2024-01-07 05:00 | 0.59468 | 0.34082 | 0.34082 | 0.036583 | 0.69349
1 | 7 | 6 | 217 | 125.45 | 125.45 | 18.2 | 369.4 | 2024-01-07 06:00 | 0.64912 | 0.34164 | 0.34164 | 0.036583 | 0.7198
1 | 7 | 7 | 213.3 | 126.45 | 126.45 | 18.2 | 348.6 | 2024-01-07 07:00 | 0.63805 | 0.34436 | 0.34436 | 0.036583 | 0.67927
1 | 7 | 8 | 145.1 | 53.4 | 53.4 | 18.2 | 342.7 | 2024-01-07 08:00 | 0.43404 | 0.14542 | 0.14542 | 0.036583 | 0.66777
1 | 7 | 9 | 108.4 | 57.3 | 57.3 | 18.2 | 354 | 2024-01-07 09:00 | 0.32426 | 0.15605 | 0.15605 | 0.036583 | 0.68979
1 | 7 | 10 | 112.5 | 61.35 | 61.35 | 30 | 339.7 | 2024-01-07 10:00 | 0.33652 | 0.16708 | 0.16708 | 0.060302 | 0.66193
1 | 7 | 11 | 141.7 | 62.35 | 62.35 | 36.5 | 352.6 | 2024-01-07 11:00 | 0.42387 | 0.1698 | 0.1698 | 0.073367 | 0.68706
1 | 7 | 12 | 147 | 63.8 | 63.8 | 36.5 | 372.3 | 2024-01-07 12:00 | 0.43972 | 0.17375 | 0.17375 | 0.073367 | 0.72545
1 | 7 | 13 | 150.1 | 63.8 | 63.8 | 36.6 | 350.6 | 2024-01-07 13:00 | 0.449 | 0.17375 | 0.17375 | 0.073568 | 0.68316
1 | 7 | 14 | 148.9 | 115.8 | 115.8 | 36.5 | 365.2 | 2024-01-07 14:00 | 0.44541 | 0.31536 | 0.31536 | 0.073367 | 0.71161
1 | 7 | 15 | 145.7 | 106.8 | 106.8 | 36.5 | 365.8 | 2024-01-07 15:00 | 0.43584 | 0.29085 | 0.29085 | 0.073367 | 0.71278
1 | 7 | 16 | 158.1 | 104.1 | 104.1 | 36.5 | 371.3 | 2024-01-07 16:00 | 0.47293 | 0.2835 | 0.2835 | 0.073367 | 0.7235
1 | 7 | 17 | 144.2722 | 93.3 | 93.3 | 36.5 | 378.9 | 2024-01-07 17:00 | 0.43157 | 0.25408 | 0.25408 | 0.073367 | 0.73831
1 | 7 | 18 | 245.3 | 159.85 | 159.85 | 39.1 | 420.6 | 2024-01-07 18:00 | 0.73377 | 0.43532 | 0.43532 | 0.078593 | 0.81956
1 | 7 | 19 | 256.4 | 206.7 | 206.7 | 54.9 | 485.5 | 2024-01-07 19:00 | 0.76698 | 0.56291 | 0.56291 | 0.11035 | 0.94602
1 | 7 | 20 | 252.3 | 202.65 | 202.65 | 54.9 | 486.5 | 2024-01-07 20:00 | 0.75471 | 0.55188 | 0.55188 | 0.11035 | 0.94797
1 | 7 | 21 | 265.75 | 184.95 | 184.95 | 54.8 | 379.49 | 2024-01-07 21:00 | 0.79494 | 0.50368 | 0.50368 | 0.11015 | 0.73946
1 | 7 | 22 | 271.25 | 183.7 | 183.7 | 51 | 399.7 | 2024-01-07 22:00 | 0.8114 | 0.50027 | 0.50027 | 0.10251 | 0.77884
1 | 7 | 23 | 244.55 | 177.65 | 177.65 | 30.1 | 364.9 | 2024-01-07 23:00 | 0.73153 | 0.4838 | 0.4838 | 0.060503 | 0.71103
1 | 8 | 0 | 238.6 | 138.95 | 138.95 | 18.2 | 370.7 | 2024-01-08 | 0.71373 | 0.3784 | 0.3784 | 0.036583 | 0.72233
1 | 8 | 1 | 212.5 | 144.3 | 144.3 | 10 | 374 | 2024-01-08 01:00 | 0.63566 | 0.39297 | 0.39297 | 0.020101 | 0.72876
1 | 8 | 2 | 215.1 | 144.4 | 144.4 | 0 | 351 | 2024-01-08 02:00 | 0.64343 | 0.39325 | 0.39325 | 0 | 0.68394
1 | 8 | 3 | 214.9 | 142.4 | 142.4 | 0 | 344.3 | 2024-01-08 03:00 | 0.64284 | 0.3878 | 0.3878 | 0 | 0.67089
1 | 8 | 4 | 215.1 | 127.4 | 127.4 | 0 | 347.4 | 2024-01-08 04:00 | 0.64343 | 0.34695 | 0.34695 | 0 | 0.67693
1 | 8 | 5 | 215 | 127.4 | 127.4 | 0 | 351.2 | 2024-01-08 05:00 | 0.64313 | 0.34695 | 0.34695 | 0 | 0.68433
1 | 8 | 6 | 214.4 | 79.9 | 79.9 | 0 | 366.8 | 2024-01-08 06:00 | 0.64134 | 0.21759 | 0.21759 | 0 | 0.71473
1 | 8 | 7 | 161.6 | 72.9 | 72.9 | 0 | 365 | 2024-01-08 07:00 | 0.4834 | 0.19853 | 0.19853 | 0 | 0.71122
1 | 8 | 8 | 146.6 | 65.4 | 65.4 | 0 | 367.25 | 2024-01-08 08:00 | 0.43853 | 0.1781 | 0.1781 | 0 | 0.71561
1 | 8 | 9 | 144.7 | 70.6 | 70.6 | 0 | 365.3 | 2024-01-08 09:00 | 0.43284 | 0.19227 | 0.19227 | 0 | 0.71181
1 | 8 | 10 | 147.3 | 63.6 | 63.6 | 0 | 345.05 | 2024-01-08 10:00 | 0.44062 | 0.1732 | 0.1732 | 0 | 0.67235
1 | 8 | 11 | 148.3 | 56.1 | 56.1 | 0 | 348.85 | 2024-01-08 11:00 | 0.44361 | 0.15278 | 0.15278 | 0 | 0.67975
1 | 8 | 12 | 151.6 | 58.1 | 58.1 | 0 | 343.8 | 2024-01-08 12:00 | 0.45348 | 0.15822 | 0.15822 | 0 | 0.66991
1 | 8 | 13 | 145.7 | 104.6 | 104.6 | 0 | 342.3 | 2024-01-08 13:00 | 0.43584 | 0.28486 | 0.28486 | 0 | 0.66699
1 | 8 | 14 | 146 | 134.1 | 134.1 | 0 | 333.2 | 2024-01-08 14:00 | 0.43673 | 0.3652 | 0.3652 | 0 | 0.64926
1 | 8 | 15 | 147.4 | 128.2 | 128.2 | 0 | 330.5 | 2024-01-08 15:00 | 0.44092 | 0.34913 | 0.34913 | 0 | 0.644
1 | 8 | 16 | 146.3 | 91.1 | 91.1 | 0 | 334.2 | 2024-01-08 16:00 | 0.43763 | 0.24809 | 0.24809 | 0 | 0.65121
1 | 8 | 17 | 157.4 | 99.1 | 99.1 | 0 | 334.6 | 2024-01-08 17:00 | 0.47083 | 0.26988 | 0.26988 | 0 | 0.65199
1 | 8 | 18 | 235.8 | 126.6 | 126.6 | 21.4 | 369.7 | 2024-01-08 18:00 | 0.70535 | 0.34477 | 0.34477 | 0.043015 | 0.72038
1 | 8 | 19 | 256.8 | 192.35 | 192.35 | 36.7 | 411.75 | 2024-01-08 19:00 | 0.76817 | 0.52383 | 0.52383 | 0.073769 | 0.80232
1 | 8 | 20 | 256.8 | 197.2 | 197.2 | 36.7 | 413.65 | 2024-01-08 20:00 | 0.76817 | 0.53704 | 0.53704 | 0.073769 | 0.80602
1 | 8 | 21 | 269.8 | 196.7 | 196.7 | 36.6 | 420.6 | 2024-01-08 21:00 | 0.80706 | 0.53568 | 0.53568 | 0.073568 | 0.81956
1 | 8 | 22 | 241.2 | 179.15 | 179.15 | 36.7 | 424.6 | 2024-01-08 22:00 | 0.72151 | 0.48788 | 0.48788 | 0.073769 | 0.82736
1 | 8 | 23 | 208.6 | 154.2 | 154.2 | 20.9 | 419.9 | 2024-01-08 23:00 | 0.62399 | 0.41993 | 0.41993 | 0.04201 | 0.8182
1 | 9 | 0 | 204.7 | 126.3 | 126.3 | 18.3 | 380.4 | 2024-01-09 | 0.61232 | 0.34395 | 0.34395 | 0.036784 | 0.74123
1 | 9 | 1 | 189.3 | 144 | 144 | 18.3 | 373.2 | 2024-01-09 01:00 | 0.56626 | 0.39216 | 0.39216 | 0.036784 | 0.7272
1 | 9 | 2 | 192.4 | 149.4 | 149.4 | 18.3 | 358.1 | 2024-01-09 02:00 | 0.57553 | 0.40686 | 0.40686 | 0.036784 | 0.69778
1 | 9 | 3 | 186.8 | 148.3 | 148.3 | 18.3 | 355.5 | 2024-01-09 03:00 | 0.55878 | 0.40387 | 0.40387 | 0.036784 | 0.69271
1 | 9 | 4 | 188.7 | 142.4 | 142.4 | 2.6 | 349.8 | 2024-01-09 04:00 | 0.56446 | 0.3878 | 0.3878 | 0.0052261 | 0.68161
1 | 9 | 5 | 196.6 | 141.4 | 141.4 | 0 | 345.8 | 2024-01-09 05:00 | 0.58809 | 0.38508 | 0.38508 | 0 | 0.67381
1 | 9 | 6 | 213.1 | 95.4 | 95.4 | 0 | 358 | 2024-01-09 06:00 | 0.63745 | 0.2598 | 0.2598 | 0 | 0.69758
1 | 9 | 7 | 206.1 | 82.3 | 82.3 | 32 | 358.2 | 2024-01-09 07:00 | 0.61651 | 0.22413 | 0.22413 | 0.064322 | 0.69797
1 | 9 | 8 | 167.4 | 70.8 | 70.8 | 73.5 | 357.4 | 2024-01-09 08:00 | 0.50075 | 0.19281 | 0.19281 | 0.14774 | 0.69641
1 | 9 | 9 | 156.5 | 78.8 | 78.8 | 73.3 | 353.3 | 2024-01-09 09:00 | 0.46814 | 0.2146 | 0.2146 | 0.14734 | 0.68843
1 | 9 | 10 | 157.3 | 78 | 78 | 73.4 | 334.5 | 2024-01-09 10:00 | 0.47054 | 0.21242 | 0.21242 | 0.14754 | 0.65179
1 | 9 | 11 | 156.8 | 5.4 | 5.4 | 73.4 | 337.5 | 2024-01-09 11:00 | 0.46904 | 0.014706 | 0.014706 | 0.14754 | 0.65764
1 | 9 | 12 | 162.9 | 67.7 | 67.7 | 59.5 | 350.4 | 2024-01-09 12:00 | 0.48729 | 0.18437 | 0.18437 | 0.1196 | 0.68277
1 | 9 | 13 | 160.4 | 105.6 | 105.6 | 54.8 | 344.4 | 2024-01-09 13:00 | 0.47981 | 0.28758 | 0.28758 | 0.11015 | 0.67108
1 | 9 | 14 | 148.2 | 140.8 | 140.8 | 60.5 | 347.9 | 2024-01-09 14:00 | 0.44331 | 0.38344 | 0.38344 | 0.12161 | 0.6779
1 | 9 | 15 | 147.1 | 104.8 | 104.8 | 73.1 | 357 | 2024-01-09 15:00 | 0.44002 | 0.2854 | 0.2854 | 0.14693 | 0.69564
1 | 9 | 16 | 146.4 | 117.8 | 117.8 | 73.3 | 360.2 | 2024-01-09 16:00 | 0.43793 | 0.32081 | 0.32081 | 0.14734 | 0.70187
1 | 9 | 17 | 158.6 | 144 | 144 | 0 | 370.7 | 2024-01-09 17:00 | 0.47442 | 0.39216 | 0.39216 | 0 | 0.72233
1 | 9 | 18 | 226.55 | 184.6 | 184.6 | 13.3 | 404.55 | 2024-01-09 18:00 | 0.67768 | 0.50272 | 0.50272 | 0.026734 | 0.78829
1 | 9 | 19 | 272.15 | 238 | 238 | 66.5 | 441.7 | 2024-01-09 19:00 | 0.81409 | 0.64815 | 0.64815 | 0.13367 | 0.86068
1 | 9 | 20 | 280.5 | 216.5 | 216.5 | 107.1 | 412.8 | 2024-01-09 20:00 | 0.83907 | 0.5896 | 0.5896 | 0.21528 | 0.80436
1 | 9 | 21 | 277.5 | 246.4 | 246.4 | 109.7 | 451.9 | 2024-01-09 21:00 | 0.83009 | 0.67102 | 0.67102 | 0.2205 | 0.88055
1 | 9 | 22 | 256.05 | 222.3 | 222.3 | 109.8 | 437.8 | 2024-01-09 22:00 | 0.76593 | 0.60539 | 0.60539 | 0.2207 | 0.85308
1 | 9 | 23 | 226.15 | 200.8 | 200.8 | 109.8 | 380.7 | 2024-01-09 23:00 | 0.67649 | 0.54684 | 0.54684 | 0.2207 | 0.74182
1 | 10 | 0 | 188.2 | 181.1 | 181.1 | 330.8 | 372.8 | 2024-01-10 | 0.56297 | 0.49319 | 0.49319 | 0.66492 | 0.72642
1 | 10 | 1 | 187.8 | 196.3 | 196.3 | 305.1 | 355.9 | 2024-01-10 01:00 | 0.56177 | 0.53459 | 0.53459 | 0.61327 | 0.69349
1 | 10 | 2 | 185.9 | 190.2 | 190.2 | 298 | 341.3 | 2024-01-10 02:00 | 0.55609 | 0.51797 | 0.51797 | 0.59899 | 0.66504
1 | 10 | 3 | 180.95 | 193.3 | 193.3 | 327.5 | 333.6 | 2024-01-10 03:00 | 0.54128 | 0.52642 | 0.52642 | 0.65829 | 0.65004
1 | 10 | 4 | 179.5 | 195.2 | 195.2 | 307.7 | 314.6 | 2024-01-10 04:00 | 0.53694 | 0.53159 | 0.53159 | 0.61849 | 0.61302
1 | 10 | 5 | 185.9 | 196.3 | 196.3 | 312.1 | 335.7 | 2024-01-10 05:00 | 0.55609 | 0.53459 | 0.53459 | 0.62734 | 0.65413
1 | 10 | 6 | 151.9 | 217.3 | 217.3 | 319.9 | 373.4 | 2024-01-10 06:00 | 0.45438 | 0.59178 | 0.59178 | 0.64302 | 0.72759
1 | 10 | 7 | 160.15 | 152.4 | 152.4 | 296.3 | 339.6 | 2024-01-10 07:00 | 0.47906 | 0.41503 | 0.41503 | 0.59558 | 0.66173
1 | 10 | 8 | 153.9 | 150 | 150 | 296.4 | 338.5 | 2024-01-10 08:00 | 0.46036 | 0.4085 | 0.4085 | 0.59578 | 0.65959
1 | 10 | 9 | 152.1 | 151.9 | 151.9 | 307.1 | 354.9 | 2024-01-10 09:00 | 0.45498 | 0.41367 | 0.41367 | 0.61729 | 0.69154
1 | 10 | 10 | 149.1 | 153 | 153 | 278.7 | 322.9 | 2024-01-10 10:00 | 0.44601 | 0.41667 | 0.41667 | 0.5602 | 0.62919
1 | 10 | 11 | 151.5 | 150.9 | 150.9 | 294.8 | 331.6 | 2024-01-10 11:00 | 0.45319 | 0.41095 | 0.41095 | 0.59256 | 0.64614
1 | 10 | 12 | 154.1 | 153 | 153 | 311.3 | 345.7 | 2024-01-10 12:00 | 0.46096 | 0.41667 | 0.41667 | 0.62573 | 0.67362
1 | 10 | 13 | 152.3 | 174.3 | 174.3 | 305.3 | 397.6 | 2024-01-10 13:00 | 0.45558 | 0.47467 | 0.47467 | 0.61367 | 0.77475
1 | 10 | 14 | 152.2 | 185.9 | 185.9 | 302.6 | 398.4 | 2024-01-10 14:00 | 0.45528 | 0.50626 | 0.50626 | 0.60824 | 0.77631
1 | 10 | 15 | 151.7 | 184.9 | 184.9 | 306.5 | 389.1 | 2024-01-10 15:00 | 0.45378 | 0.50354 | 0.50354 | 0.61608 | 0.75818
1 | 10 | 16 | 146.5 | 188.9 | 188.9 | 314.5 | 385.9 | 2024-01-10 16:00 | 0.43823 | 0.51443 | 0.51443 | 0.63216 | 0.75195
1 | 10 | 17 | 198.5 | 189.5 | 189.5 | 311.9 | 393.9 | 2024-01-10 17:00 | 0.59378 | 0.51607 | 0.51607 | 0.62693 | 0.76754
1 | 10 | 18 | 200.7 | 220.7 | 220.7 | 324.3 | 424.95 | 2024-01-10 18:00 | 0.60036 | 0.60103 | 0.60103 | 0.65186 | 0.82804
1 | 10 | 19 | 269.75 | 256.1 | 256.1 | 355.8 | 448 | 2024-01-10 19:00 | 0.80691 | 0.69744 | 0.69744 | 0.71518 | 0.87295
1 | 10 | 20 | 271.25 | 281.1 | 281.1 | 439.4 | 441.8 | 2024-01-10 20:00 | 0.8114 | 0.76552 | 0.76552 | 0.88322 | 0.86087
1 | 10 | 21 | 274.1 | 274.4 | 274.4 | 408.9 | 456.7 | 2024-01-10 21:00 | 0.81992 | 0.74728 | 0.74728 | 0.82191 | 0.88991
1 | 10 | 22 | 252.9 | 216.45 | 216.45 | 377.7 | 411.9 | 2024-01-10 22:00 | 0.75651 | 0.58946 | 0.58946 | 0.7592 | 0.80261
1 | 10 | 23 | 172.4 | 210.25 | 210.25 | 347.1 | 407.3 | 2024-01-10 23:00 | 0.5157 | 0.57258 | 0.57258 | 0.69769 | 0.79365
1 | 11 | 0 | 186.6 | 199 | 199 | 335.1 | 358 | 2024-01-11 | 0.55818 | 0.54194 | 0.54194 | 0.67357 | 0.69758
1 | 11 | 1 | 188.3 | 193 | 193 | 288.8 | 349.5 | 2024-01-11 01:00 | 0.56327 | 0.5256 | 0.5256 | 0.5805 | 0.68102
1 | 11 | 2 | 184.6 | 193 | 193 | 288.8 | 341.5 | 2024-01-11 02:00 | 0.5522 | 0.5256 | 0.5256 | 0.5805 | 0.66543
1 | 11 | 3 | 180.9 | 194 | 194 | 276.5 | 330.1 | 2024-01-11 03:00 | 0.54113 | 0.52832 | 0.52832 | 0.55578 | 0.64322
1 | 11 | 4 | 178.1 | 193 | 193 | 297.5 | 328.8 | 2024-01-11 04:00 | 0.53276 | 0.5256 | 0.5256 | 0.59799 | 0.64069
1 | 11 | 5 | 192.4 | 196 | 196 | 303.9 | 338.3 | 2024-01-11 05:00 | 0.57553 | 0.53377 | 0.53377 | 0.61085 | 0.6592
1 | 11 | 6 | 209.3 | 211 | 211 | 309 | 372.5 | 2024-01-11 06:00 | 0.62608 | 0.57462 | 0.57462 | 0.62111 | 0.72584
1 | 11 | 7 | 187.1 | 203.3 | 203.3 | 304.9 | 350 | 2024-01-11 07:00 | 0.55968 | 0.55365 | 0.55365 | 0.61286 | 0.682
1 | 11 | 8 | 140.8 | 153.6 | 153.6 | 316.1 | 337.1 | 2024-01-11 08:00 | 0.42118 | 0.4183 | 0.4183 | 0.63538 | 0.65686
1 | 11 | 9 | 111 | 146.6 | 146.6 | 303.8 | 329.3 | 2024-01-11 09:00 | 0.33204 | 0.39924 | 0.39924 | 0.61065 | 0.64166
1 | 11 | 10 | 107.4 | 156.6 | 156.6 | 291.1 | 331.2 | 2024-01-11 10:00 | 0.32127 | 0.42647 | 0.42647 | 0.58513 | 0.64536
1 | 11 | 11 | 109.1 | 154.7 | 154.7 | 277.1 | 334 | 2024-01-11 11:00 | 0.32635 | 0.4213 | 0.4213 | 0.55698 | 0.65082
1 | 11 | 12 | 109.3 | 160.2 | 160.2 | 277.2 | 337 | 2024-01-11 12:00 | 0.32695 | 0.43627 | 0.43627 | 0.55719 | 0.65666
1 | 11 | 13 | 98.5 | 160.1 | 160.1 | 208.2 | 350.4 | 2024-01-11 13:00 | 0.29465 | 0.436 | 0.436 | 0.41849 | 0.68277
1 | 11 | 14 | 134.5 | 176.4 | 176.4 | 206.2 | 356.1 | 2024-01-11 14:00 | 0.40233 | 0.48039 | 0.48039 | 0.41447 | 0.69388
1 | 11 | 15 | 137.7 | 191.4 | 191.4 | 270.2 | 358.5 | 2024-01-11 15:00 | 0.41191 | 0.52124 | 0.52124 | 0.54312 | 0.69856
1 | 11 | 16 | 154.5 | 192.9 | 192.9 | 285.2 | 374.2 | 2024-01-11 16:00 | 0.46216 | 0.52533 | 0.52533 | 0.57327 | 0.72915
1 | 11 | 17 | 158.6 | 198.1 | 198.1 | 322.2 | 377.5 | 2024-01-11 17:00 | 0.47442 | 0.53949 | 0.53949 | 0.64764 | 0.73558
1 | 11 | 18 | 245.1 | 195.1 | 195.1 | 347.1 | 421.7 | 2024-01-11 18:00 | 0.73317 | 0.53132 | 0.53132 | 0.69769 | 0.82171
1 | 11 | 19 | 273.65 | 274 | 274 | 445.2 | 432.3 | 2024-01-11 19:00 | 0.81858 | 0.74619 | 0.74619 | 0.89487 | 0.84236
1 | 11 | 20 | 273.9 | 280.1 | 280.1 | 444.5 | 437.4 | 2024-01-11 20:00 | 0.81932 | 0.7628 | 0.7628 | 0.89347 | 0.8523
1 | 11 | 21 | 270.15 | 279.1 | 279.1 | 441.3 | 448.5 | 2024-01-11 21:00 | 0.80811 | 0.76008 | 0.76008 | 0.88704 | 0.87393
1 | 11 | 22 | 260.2 | 267.9 | 267.9 | 371.3 | 423.8 | 2024-01-11 22:00 | 0.77834 | 0.72958 | 0.72958 | 0.74633 | 0.8258
1 | 11 | 23 | 213.5 | 235.5 | 235.5 | 357.3 | 414.4 | 2024-01-11 23:00 | 0.63865 | 0.64134 | 0.64134 | 0.71819 | 0.80748
1 | 12 | 0 | 191 | 229.8 | 229.8 | 135.6 | 376 | 2024-01-12 | 0.57134 | 0.62582 | 0.62582 | 0.27256 | 0.73266
1 | 12 | 1 | 171.05 | 232.8 | 232.8 | 291.3 | 358.8 | 2024-01-12 01:00 | 0.51167 | 0.63399 | 0.63399 | 0.58553 | 0.69914
1 | 12 | 2 | 169.85 | 225.4 | 225.4 | 300 | 362.7 | 2024-01-12 02:00 | 0.50808 | 0.61383 | 0.61383 | 0.60302 | 0.70674
1 | 12 | 3 | 170 | 214.4 | 214.4 | 273.5 | 343.4 | 2024-01-12 03:00 | 0.50853 | 0.58388 | 0.58388 | 0.54975 | 0.66913
1 | 12 | 4 | 170.25 | 214.4 | 214.4 | 249.05 | 329.8 | 2024-01-12 04:00 | 0.50927 | 0.58388 | 0.58388 | 0.5006 | 0.64263
1 | 12 | 5 | 169.35 | 222.4 | 222.4 | 267 | 327.4 | 2024-01-12 05:00 | 0.50658 | 0.60566 | 0.60566 | 0.53668 | 0.63796
1 | 12 | 6 | 170.47 | 240.4 | 240.4 | 262.2 | 355.1 | 2024-01-12 06:00 | 0.50993 | 0.65468 | 0.65468 | 0.52704 | 0.69193
1 | 12 | 7 | 142.3 | 225.9 | 225.9 | 252.9 | 354.8 | 2024-01-12 07:00 | 0.42567 | 0.6152 | 0.6152 | 0.50834 | 0.69135
1 | 12 | 8 | 108.9 | 165.1 | 165.1 | 244 | 337.7 | 2024-01-12 08:00 | 0.32576 | 0.44962 | 0.44962 | 0.49045 | 0.65803
1 | 12 | 9 | 109.5 | 169.7 | 169.7 | 247.2 | 337.7 | 2024-01-12 09:00 | 0.32755 | 0.46215 | 0.46215 | 0.49688 | 0.65803
1 | 12 | 10 | 109.7 | 173.9 | 173.9 | 275.7 | 342.5 | 2024-01-12 10:00 | 0.32815 | 0.47358 | 0.47358 | 0.55417 | 0.66738
1 | 12 | 11 | 106.2 | 168.8 | 168.8 | 274.4 | 334.5 | 2024-01-12 11:00 | 0.31768 | 0.45969 | 0.45969 | 0.55156 | 0.65179
1 | 12 | 12 | 113.9 | 169.2 | 169.2 | 300.2 | 339.7 | 2024-01-12 12:00 | 0.34071 | 0.46078 | 0.46078 | 0.60342 | 0.66193
1 | 12 | 13 | 117.2 | 171.5 | 171.5 | 310.3 | 355 | 2024-01-12 13:00 | 0.35058 | 0.46705 | 0.46705 | 0.62372 | 0.69174
1 | 12 | 14 | 153.4 | 213.6 | 213.6 | 310.5 | 365.7 | 2024-01-12 14:00 | 0.45887 | 0.5817 | 0.5817 | 0.62412 | 0.71259
1 | 12 | 15 | 154.6 | 197.6 | 197.6 | 311.8 | 365.8 | 2024-01-12 15:00 | 0.46246 | 0.53813 | 0.53813 | 0.62673 | 0.71278
1 | 12 | 16 | 145.6 | 178 | 178 | 281.3 | 344.5 | 2024-01-12 16:00 | 0.43554 | 0.48475 | 0.48475 | 0.56543 | 0.67128
1 | 12 | 17 | 172.6 | 185.7 | 185.7 | 330.5 | 369.6 | 2024-01-12 17:00 | 0.5163 | 0.50572 | 0.50572 | 0.66432 | 0.72019
1 | 12 | 18 | 235.2 | 223.15 | 223.15 | 343.1 | 395.2 | 2024-01-12 18:00 | 0.70356 | 0.60771 | 0.60771 | 0.68965 | 0.77007
1 | 12 | 19 | 276.7 | 280.2 | 280.2 | 392.6 | 449.3 | 2024-01-12 19:00 | 0.8277 | 0.76307 | 0.76307 | 0.78915 | 0.87549
1 | 12 | 20 | 273.9 | 279.55 | 279.55 | 408.4 | 444.7 | 2024-01-12 20:00 | 0.81932 | 0.7613 | 0.7613 | 0.8209 | 0.86652
1 | 12 | 21 | 265.95 | 272.6 | 272.6 | 416.4 | 426.4 | 2024-01-12 21:00 | 0.79554 | 0.74237 | 0.74237 | 0.83698 | 0.83087
1 | 12 | 22 | 214.2 | 271 | 271 | 395.7 | 415.1 | 2024-01-12 22:00 | 0.64074 | 0.73802 | 0.73802 | 0.79538 | 0.80885
1 | 12 | 23 | 196.2 | 251.85 | 251.85 | 398.8 | 378.9 | 2024-01-12 23:00 | 0.5869 | 0.68587 | 0.68587 | 0.80161 | 0.73831
1 | 13 | 0 | 195.2 | 226.7 | 226.7 | 367.1 | 357.2 | 2024-01-13 | 0.58391 | 0.61737 | 0.61737 | 0.73789 | 0.69602
1 | 13 | 1 | 164.3 | 222 | 222 | 348.71 | 371.3 | 2024-01-13 01:00 | 0.49147 | 0.60458 | 0.60458 | 0.70092 | 0.7235
1 | 13 | 2 | 171.5 | 210.9 | 210.9 | 335.1 | 366.5 | 2024-01-13 02:00 | 0.51301 | 0.57435 | 0.57435 | 0.67357 | 0.71415
1 | 13 | 3 | 169.3 | 201 | 201 | 319.3 | 358.3 | 2024-01-13 03:00 | 0.50643 | 0.54739 | 0.54739 | 0.64181 | 0.69817
1 | 13 | 4 | 169.5 | 202.9 | 202.9 | 314.4 | 357.7 | 2024-01-13 04:00 | 0.50703 | 0.55256 | 0.55256 | 0.63196 | 0.697
1 | 13 | 5 | 174.4 | 205.3 | 205.3 | 324 | 367.8 | 2024-01-13 05:00 | 0.52169 | 0.5591 | 0.5591 | 0.65126 | 0.71668
1 | 13 | 6 | 190.1 | 208.3 | 208.3 | 358.09 | 392.6 | 2024-01-13 06:00 | 0.56865 | 0.56727 | 0.56727 | 0.71978 | 0.765
1 | 13 | 7 | 183.1 | 161.1 | 161.1 | 335.99 | 376.8 | 2024-01-13 07:00 | 0.54771 | 0.43873 | 0.43873 | 0.67536 | 0.73422
1 | 13 | 8 | 134.5 | 145.6 | 145.6 | 310.5 | 368.5 | 2024-01-13 08:00 | 0.40233 | 0.39651 | 0.39651 | 0.62412 | 0.71804
1 | 13 | 9 | 103.8 | 147.2 | 147.2 | 320 | 348.7 | 2024-01-13 09:00 | 0.3105 | 0.40087 | 0.40087 | 0.64322 | 0.67946
1 | 13 | 10 | 101.5 | 161 | 161 | 317.1 | 355.4 | 2024-01-13 10:00 | 0.30362 | 0.43845 | 0.43845 | 0.63739 | 0.69252
1 | 13 | 11 | 98.6 | 158.6 | 158.6 | 308.3 | 349.2 | 2024-01-13 11:00 | 0.29494 | 0.43192 | 0.43192 | 0.6197 | 0.68044
1 | 13 | 12 | 143.8 | 160.1 | 160.1 | 298.6 | 370.9 | 2024-01-13 12:00 | 0.43015 | 0.436 | 0.436 | 0.6002 | 0.72272
1 | 13 | 13 | 165.1 | 162.6 | 162.6 | 284.1 | 377.8 | 2024-01-13 13:00 | 0.49387 | 0.44281 | 0.44281 | 0.57106 | 0.73617
1 | 13 | 14 | 141.3 | 187.7 | 187.7 | 295.8 | 401.2 | 2024-01-13 14:00 | 0.42267 | 0.51117 | 0.51117 | 0.59457 | 0.78176
1 | 13 | 15 | 144.3 | 206 | 206 | 284.8 | 394.6 | 2024-01-13 15:00 | 0.43165 | 0.561 | 0.561 | 0.57246 | 0.7689
1 | 13 | 16 | 133.7 | 198.5 | 198.5 | 304.7 | 318.1 | 2024-01-13 16:00 | 0.39994 | 0.54058 | 0.54058 | 0.61246 | 0.61984
1 | 13 | 17 | 154.3 | 200 | 200 | 322.3 | 411.8 | 2024-01-13 17:00 | 0.46156 | 0.54466 | 0.54466 | 0.64784 | 0.80242
1 | 13 | 18 | 216.8 | 227.5 | 227.5 | 367.9 | 444.1 | 2024-01-13 18:00 | 0.64852 | 0.61955 | 0.61955 | 0.7395 | 0.86535
1 | 13 | 19 | 235.8 | 265.2 | 265.2 | 417 | 472.7 | 2024-01-13 19:00 | 0.70535 | 0.72222 | 0.72222 | 0.83819 | 0.92108
1 | 13 | 20 | 246.85 | 269.3 | 269.3 | 422.6 | 438.8 | 2024-01-13 20:00 | 0.73841 | 0.73339 | 0.73339 | 0.84945 | 0.85503
1 | 13 | 21 | 239.1 | 262.75 | 262.75 | 422 | 447.7 | 2024-01-13 21:00 | 0.71523 | 0.71555 | 0.71555 | 0.84824 | 0.87237
1 | 13 | 22 | 242.6 | 253.75 | 253.75 | 409.6 | 420 | 2024-01-13 22:00 | 0.7257 | 0.69104 | 0.69104 | 0.82332 | 0.81839
1 | 13 | 23 | 235.75 | 222.85 | 222.85 | 397.32 | 391.6 | 2024-01-13 23:00 | 0.7052 | 0.60689 | 0.60689 | 0.79863 | 0.76306
1 | 14 | 0 | 205.6 | 228.7 | 228.7 | 364.2 | 379.4 | 2024-01-14 | 0.61502 | 0.62282 | 0.62282 | 0.73206 | 0.73928
1 | 14 | 1 | 198.5 | 221.9 | 221.9 | 346.2 | 378.3 | 2024-01-14 01:00 | 0.59378 | 0.6043 | 0.6043 | 0.69588 | 0.73714
1 | 14 | 2 | 186.7 | 221 | 221 | 334.8 | 377.5 | 2024-01-14 02:00 | 0.55848 | 0.60185 | 0.60185 | 0.67296 | 0.73558
1 | 14 | 3 | 184.4 | 208 | 208 | 324.3 | 355.4 | 2024-01-14 03:00 | 0.5516 | 0.56645 | 0.56645 | 0.65186 | 0.69252
1 | 14 | 4 | 188.5 | 209 | 209 | 324.1 | 354.1 | 2024-01-14 04:00 | 0.56386 | 0.56917 | 0.56917 | 0.65146 | 0.68998
1 | 14 | 5 | 187.5 | 213.1 | 213.1 | 332.6 | 368 | 2024-01-14 05:00 | 0.56087 | 0.58034 | 0.58034 | 0.66854 | 0.71707
1 | 14 | 6 | 199.4 | 221.1 | 221.1 | 357.3 | 384.6 | 2024-01-14 06:00 | 0.59647 | 0.60212 | 0.60212 | 0.71819 | 0.74942
1 | 14 | 7 | 190.3 | 206.5 | 206.5 | 318.3 | 344 | 2024-01-14 07:00 | 0.56925 | 0.56236 | 0.56236 | 0.6398 | 0.6703
1 | 14 | 8 | 108.3 | 211.1 | 211.1 | 310 | 348.5 | 2024-01-14 08:00 | 0.32396 | 0.57489 | 0.57489 | 0.62312 | 0.67907
1 | 14 | 9 | 108.5 | 132 | 132 | 312.1 | 342.3 | 2024-01-14 09:00 | 0.32456 | 0.35948 | 0.35948 | 0.62734 | 0.66699
1 | 14 | 10 | 104.2 | 103 | 103 | 309.4 | 341.5 | 2024-01-14 10:00 | 0.3117 | 0.2805 | 0.2805 | 0.62191 | 0.66543
1 | 14 | 11 | 102 | 103 | 103 | 308.1 | 366.3 | 2024-01-14 11:00 | 0.30512 | 0.2805 | 0.2805 | 0.6193 | 0.71376
1 | 14 | 12 | 139.5 | 104.9 | 104.9 | 308.4 | 363.7 | 2024-01-14 12:00 | 0.41729 | 0.28568 | 0.28568 | 0.6199 | 0.70869
1 | 14 | 13 | 174.3 | 143.2 | 143.2 | 321.4 | 389.9 | 2024-01-14 13:00 | 0.52139 | 0.38998 | 0.38998 | 0.64603 | 0.75974
1 | 14 | 14 | 155.8 | 178.6 | 178.6 | 316.5 | 403.7 | 2024-01-14 14:00 | 0.46605 | 0.48638 | 0.48638 | 0.63618 | 0.78663
1 | 14 | 15 | 194.7 | 182.2 | 182.2 | 333.42 | 423.6 | 2024-01-14 15:00 | 0.58241 | 0.49619 | 0.49619 | 0.67019 | 0.82541
1 | 14 | 16 | 207.5 | 187.1 | 187.1 | 315 | 408.2 | 2024-01-14 16:00 | 0.6207 | 0.50953 | 0.50953 | 0.63317 | 0.7954
1 | 14 | 17 | 209.7 | 206.1 | 206.1 | 364.8 | 412.4 | 2024-01-14 17:00 | 0.62728 | 0.56127 | 0.56127 | 0.73327 | 0.80359
1 | 14 | 18 | 204.75 | 244.35 | 244.35 | 390.1 | 435.3 | 2024-01-14 18:00 | 0.61247 | 0.66544 | 0.66544 | 0.78412 | 0.84821
1 | 14 | 19 | 210.3 | 272.55 | 272.55 | 413 | 478.2 | 2024-01-14 19:00 | 0.62908 | 0.74224 | 0.74224 | 0.83015 | 0.9318
1 | 14 | 20 | 253.8 | 288.35 | 288.35 | 456.3 | 460.4 | 2024-01-14 20:00 | 0.7592 | 0.78527 | 0.78527 | 0.91719 | 0.89712
1 | 14 | 21 | 253.1 | 276.45 | 276.45 | 427 | 478.5 | 2024-01-14 21:00 | 0.7571 | 0.75286 | 0.75286 | 0.85829 | 0.93239
1 | 14 | 22 | 251.2 | 263.6 | 263.6 | 405.6 | 446.3 | 2024-01-14 22:00 | 0.75142 | 0.71786 | 0.71786 | 0.81528 | 0.86964
1 | 14 | 23 | 236.25 | 241.9 | 241.9 | 393.6 | 420 | 2024-01-14 23:00 | 0.7067 | 0.65877 | 0.65877 | 0.79116 | 0.81839
1 | 15 | 0 | 188.1 | 225.2 | 225.2 | 367 | 370.1 | 2024-01-15 | 0.56267 | 0.61329 | 0.61329 | 0.73769 | 0.72116
1 | 15 | 1 | 181.1 | 218.2 | 218.2 | 355.7 | 376.8 | 2024-01-15 01:00 | 0.54173 | 0.59423 | 0.59423 | 0.71497 | 0.73422
1 | 15 | 2 | 175.3 | 209.2 | 209.2 | 339.2 | 364 | 2024-01-15 02:00 | 0.52438 | 0.56972 | 0.56972 | 0.68181 | 0.70928
1 | 15 | 3 | 172.6 | 205.5 | 205.5 | 336.6 | 360.2 | 2024-01-15 03:00 | 0.5163 | 0.55964 | 0.55964 | 0.67658 | 0.70187
1 | 15 | 4 | 170.3 | 209.2 | 209.2 | 319.5 | 352.1 | 2024-01-15 04:00 | 0.50942 | 0.56972 | 0.56972 | 0.64221 | 0.68609
1 | 15 | 5 | 169.6 | 210.4 | 210.4 | 335.2 | 354.51 | 2024-01-15 05:00 | 0.50733 | 0.57298 | 0.57298 | 0.67377 | 0.69078
1 | 15 | 6 | 180.7 | 217.1 | 217.1 | 357.8 | 370.3 | 2024-01-15 06:00 | 0.54053 | 0.59123 | 0.59123 | 0.7192 | 0.72155
1 | 15 | 7 | 169.3 | 164.6 | 164.6 | 328.8 | 361.9 | 2024-01-15 07:00 | 0.50643 | 0.44826 | 0.44826 | 0.6609 | 0.70518
1 | 15 | 8 | 130.6 | 146.5 | 146.5 | 330.7 | 364.5 | 2024-01-15 08:00 | 0.39067 | 0.39897 | 0.39897 | 0.66472 | 0.71025
1 | 15 | 9 | 110 | 113.7 | 113.7 | 318.8 | 340.7 | 2024-01-15 09:00 | 0.32905 | 0.30964 | 0.30964 | 0.6408 | 0.66387
1 | 15 | 10 | 135.2 | 114.7 | 114.7 | 313.9 | 338.1 | 2024-01-15 10:00 | 0.40443 | 0.31236 | 0.31236 | 0.63095 | 0.65881
1 | 15 | 11 | 106.2 | 102.8 | 102.8 | 296.7 | 342.2 | 2024-01-15 11:00 | 0.31768 | 0.27996 | 0.27996 | 0.59638 | 0.6668
1 | 15 | 12 | 106.3 | 113.6 | 113.6 | 307.3 | 349.8 | 2024-01-15 12:00 | 0.31798 | 0.30937 | 0.30937 | 0.61769 | 0.68161
1 | 15 | 13 | 126.9 | 162.6 | 162.6 | 314.3 | 351.1 | 2024-01-15 13:00 | 0.3796 | 0.44281 | 0.44281 | 0.63176 | 0.68414
1 | 15 | 14 | 141.3 | 203.9 | 203.9 | 309.3 | 356.1 | 2024-01-15 14:00 | 0.42267 | 0.55528 | 0.55528 | 0.62171 | 0.69388
1 | 15 | 15 | 191.6 | 209 | 209 | 315.3 | 350.9 | 2024-01-15 15:00 | 0.57314 | 0.56917 | 0.56917 | 0.63377 | 0.68375
1 | 15 | 16 | 172 | 231.5 | 231.5 | 322.8 | 360.9 | 2024-01-15 16:00 | 0.51451 | 0.63045 | 0.63045 | 0.64884 | 0.70323
1 | 15 | 17 | 187.9 | 208 | 208 | 331 | 375.4 | 2024-01-15 17:00 | 0.56207 | 0.56645 | 0.56645 | 0.66533 | 0.73149
1 | 15 | 18 | 230.2 | 249 | 249 | 391.7 | 403.4 | 2024-01-15 18:00 | 0.6886 | 0.6781 | 0.6781 | 0.78734 | 0.78605
1 | 15 | 19 | 269.8 | 287 | 287 | 402.5 | 435.8 | 2024-01-15 19:00 | 0.80706 | 0.78159 | 0.78159 | 0.80905 | 0.84918
1 | 15 | 20 | 268.7 | 275.9 | 275.9 | 423.8 | 441.2 | 2024-01-15 20:00 | 0.80377 | 0.75136 | 0.75136 | 0.85186 | 0.8597
1 | 15 | 21 | 268.9 | 255.4 | 255.4 | 419.9 | 448.5 | 2024-01-15 21:00 | 0.80437 | 0.69553 | 0.69553 | 0.84402 | 0.87393
1 | 15 | 22 | 256.2 | 253.6 | 253.6 | 410.2 | 421.1 | 2024-01-15 22:00 | 0.76638 | 0.69063 | 0.69063 | 0.82452 | 0.82054
1 | 15 | 23 | 234.35 | 241.9 | 241.9 | 385.2 | 399 | 2024-01-15 23:00 | 0.70102 | 0.65877 | 0.65877 | 0.77427 | 0.77747
1 | 16 | 0 | 201.3 | 240.8 | 240.8 | 371.5 | 354.8 | 2024-01-16 | 0.60215 | 0.65577 | 0.65577 | 0.74673 | 0.69135
1 | 16 | 1 | 177.3 | 245.2 | 245.2 | 357.6 | 352.9 | 2024-01-16 01:00 | 0.53036 | 0.66776 | 0.66776 | 0.71879 | 0.68765
1 | 16 | 2 | 178.8 | 237.1 | 237.1 | 343.3 | 324.6 | 2024-01-16 02:00 | 0.53485 | 0.6457 | 0.6457 | 0.69005 | 0.6325
1 | 16 | 3 | 179.9 | 230 | 230 | 335.2 | 317 | 2024-01-16 03:00 | 0.53814 | 0.62636 | 0.62636 | 0.67377 | 0.61769
1 | 16 | 4 | 181.4 | 228.6 | 228.6 | 320.3 | 313 | 2024-01-16 04:00 | 0.54263 | 0.62255 | 0.62255 | 0.64382 | 0.6099
1 | 16 | 5 | 189.8 | 241.1 | 241.1 | 328.4 | 316.8 | 2024-01-16 05:00 | 0.56775 | 0.65659 | 0.65659 | 0.6601 | 0.6173
1 | 16 | 6 | 146.4 | 258 | 258 | 339.6 | 324.3 | 2024-01-16 06:00 | 0.43793 | 0.70261 | 0.70261 | 0.68261 | 0.63192
1 | 16 | 7 | 149.9 | 243.8 | 243.8 | 338.4 | 347.8 | 2024-01-16 07:00 | 0.4484 | 0.66394 | 0.66394 | 0.6802 | 0.67771
1 | 16 | 8 | 144.7 | 188.3 | 188.3 | 334.5 | 336.2 | 2024-01-16 08:00 | 0.43284 | 0.5128 | 0.5128 | 0.67236 | 0.65511
1 | 16 | 9 | 132.5 | 185.2 | 185.2 | 315.1 | 331.7 | 2024-01-16 09:00 | 0.39635 | 0.50436 | 0.50436 | 0.63337 | 0.64634
1 | 16 | 10 | 105.1 | 173.2 | 173.2 | 304.8 | 321.4 | 2024-01-16 10:00 | 0.31439 | 0.47168 | 0.47168 | 0.61266 | 0.62627
1 | 16 | 11 | 92.1 | 173.1 | 173.1 | 304 | 311.6 | 2024-01-16 11:00 | 0.2755 | 0.47141 | 0.47141 | 0.61106 | 0.60717
1 | 16 | 12 | 150.5 | 184.5 | 184.5 | 303.6 | 319.1 | 2024-01-16 12:00 | 0.45019 | 0.50245 | 0.50245 | 0.61025 | 0.62178
1 | 16 | 13 | 142.3 | 224.3 | 224.3 | 302.7 | 339.9 | 2024-01-16 13:00 | 0.42567 | 0.61084 | 0.61084 | 0.60844 | 0.66231
1 | 16 | 14 | 148.8 | 228.9 | 228.9 | 301.9 | 345.3 | 2024-01-16 14:00 | 0.44511 | 0.62337 | 0.62337 | 0.60683 | 0.67284
1 | 16 | 15 | 161.3 | 189.1 | 189.1 | 292.4 | 359.9 | 2024-01-16 15:00 | 0.4825 | 0.51498 | 0.51498 | 0.58774 | 0.70129
1 | 16 | 16 | 129.8 | 199.3 | 199.3 | 309.1 | 360.8 | 2024-01-16 16:00 | 0.38827 | 0.54276 | 0.54276 | 0.62131 | 0.70304
1 | 16 | 17 | 164.3 | 199.4 | 199.4 | 318.5 | 366.4 | 2024-01-16 17:00 | 0.49147 | 0.54303 | 0.54303 | 0.6402 | 0.71395
1 | 16 | 18 | 228.3 | 255.85 | 255.85 | 321.9 | 376.6 | 2024-01-16 18:00 | 0.68292 | 0.69676 | 0.69676 | 0.64704 | 0.73383
1 | 16 | 19 | 256.75 | 301.95 | 301.95 | 402.5 | 438.2 | 2024-01-16 19:00 | 0.76802 | 0.8223 | 0.8223 | 0.80905 | 0.85386
1 | 16 | 20 | 259.1 | 310.4 | 310.4 | 414.1 | 421.7 | 2024-01-16 20:00 | 0.77505 | 0.84532 | 0.84532 | 0.83236 | 0.82171
1 | 16 | 21 | 259.3 | 301.15 | 301.15 | 406 | 415.2 | 2024-01-16 21:00 | 0.77565 | 0.82013 | 0.82013 | 0.81608 | 0.80904
1 | 16 | 22 | 254.6 | 282.85 | 282.85 | 406.1 | 401.9 | 2024-01-16 22:00 | 0.76159 | 0.77029 | 0.77029 | 0.81628 | 0.78313
1 | 16 | 23 | 239.6 | 265.55 | 265.55 | 382.3 | 393.5 | 2024-01-16 23:00 | 0.71672 | 0.72318 | 0.72318 | 0.76844 | 0.76676
1 | 17 | 0 | 222.2 | 249.6 | 249.6 | 364.1 | 349.4 | 2024-01-17 | 0.66467 | 0.67974 | 0.67974 | 0.73186 | 0.68083
1 | 17 | 1 | 193.4 | 246.7 | 246.7 | 342.8 | 334.3 | 2024-01-17 01:00 | 0.57852 | 0.67184 | 0.67184 | 0.68905 | 0.6514
1 | 17 | 2 | 183.5 | 237.8 | 237.8 | 335.8 | 324.7 | 2024-01-17 02:00 | 0.54891 | 0.6476 | 0.6476 | 0.67497 | 0.6327
1 | 17 | 3 | 184 | 237.9 | 237.9 | 326.7 | 318.3 | 2024-01-17 03:00 | 0.5504 | 0.64788 | 0.64788 | 0.65668 | 0.62023
1 | 17 | 4 | 186.1 | 236.7 | 236.7 | 318.6 | 312.3 | 2024-01-17 04:00 | 0.55669 | 0.64461 | 0.64461 | 0.6404 | 0.60853
1 | 17 | 5 | 184 | 233 | 233 | 319.6 | 333.6 | 2024-01-17 05:00 | 0.5504 | 0.63453 | 0.63453 | 0.64241 | 0.65004
1 | 17 | 6 | 183.8 | 258.6 | 258.6 | 326.6 | 366.3 | 2024-01-17 06:00 | 0.54981 | 0.70425 | 0.70425 | 0.65648 | 0.71376
1 | 17 | 7 | 174.3 | 209.1 | 209.1 | 333.7 | 327.8 | 2024-01-17 07:00 | 0.52139 | 0.56944 | 0.56944 | 0.67075 | 0.63874
1 | 17 | 8 | 112.2 | 206.3 | 206.3 | 300.2 | 334.6 | 2024-01-17 08:00 | 0.33563 | 0.56182 | 0.56182 | 0.60342 | 0.65199
1 | 17 | 9 | 105.2 | 199.4 | 199.4 | 295.9 | 343.4 | 2024-01-17 09:00 | 0.31469 | 0.54303 | 0.54303 | 0.59477 | 0.66913
1 | 17 | 10 | 106.8 | 196.2 | 196.2 | 291.8 | 335.4 | 2024-01-17 10:00 | 0.31947 | 0.53431 | 0.53431 | 0.58653 | 0.65355
1 | 17 | 11 | 41.2 | 182.7 | 182.7 | 286.8 | 345 | 2024-01-17 11:00 | 0.12324 | 0.49755 | 0.49755 | 0.57648 | 0.67225
1 | 17 | 12 | 37.8 | 182.8 | 182.8 | 295.8 | 344.6 | 2024-01-17 12:00 | 0.11307 | 0.49782 | 0.49782 | 0.59457 | 0.67147
1 | 17 | 13 | 86.7 | 187 | 187 | 299 | 352.9 | 2024-01-17 13:00 | 0.25935 | 0.50926 | 0.50926 | 0.60101 | 0.68765
1 | 17 | 14 | 137.8 | 187.4 | 187.4 | 298.6 | 328.3 | 2024-01-17 14:00 | 0.4122 | 0.51035 | 0.51035 | 0.6002 | 0.63971
1 | 17 | 15 | 147.9 | 218.7 | 218.7 | 299.6 | 381.2 | 2024-01-17 15:00 | 0.44242 | 0.59559 | 0.59559 | 0.60221 | 0.74279
1 | 17 | 16 | 152.6 | 220.8 | 220.8 | 300.7 | 396 | 2024-01-17 16:00 | 0.45648 | 0.60131 | 0.60131 | 0.60442 | 0.77163
1 | 17 | 17 | 170.9 | 234.6 | 234.6 | 306.9 | 394.5 | 2024-01-17 17:00 | 0.51122 | 0.63889 | 0.63889 | 0.61688 | 0.76871
1 | 17 | 18 | 237.05 | 271.2 | 271.2 | 321.2 | 427 | 2024-01-17 18:00 | 0.70909 | 0.73856 | 0.73856 | 0.64563 | 0.83203
1 | 17 | 19 | 270.2 | 299.1 | 299.1 | 409.5 | 477.4 | 2024-01-17 19:00 | 0.80826 | 0.81454 | 0.81454 | 0.82312 | 0.93024
1 | 17 | 20 | 271.25 | 301.2 | 301.2 | 411.4 | 473 | 2024-01-17 20:00 | 0.8114 | 0.82026 | 0.82026 | 0.82693 | 0.92167
1 | 17 | 21 | 276.6 | 303 | 303 | 394.5 | 458.4 | 2024-01-17 21:00 | 0.8274 | 0.82516 | 0.82516 | 0.79296 | 0.89322
1 | 17 | 22 | 250.95 | 284.75 | 284.75 | 380.4 | 429.3 | 2024-01-17 22:00 | 0.75067 | 0.77546 | 0.77546 | 0.76462 | 0.83652
1 | 17 | 23 | 210.8 | 288.65 | 288.65 | 341.5 | 429.8 | 2024-01-17 23:00 | 0.63057 | 0.78608 | 0.78608 | 0.68643 | 0.83749
1 | 18 | 0 | 208.3 | 244.2 | 244.2 | 325 | 372 | 2024-01-18 | 0.62309 | 0.66503 | 0.66503 | 0.65327 | 0.72486
1 | 18 | 1 | 182.4 | 244.2 | 244.2 | 311.8 | 364.5 | 2024-01-18 01:00 | 0.54562 | 0.66503 | 0.66503 | 0.62673 | 0.71025
1 | 18 | 2 | 186.2 | 243.2 | 243.2 | 304.8 | 355.1 | 2024-01-18 02:00 | 0.55698 | 0.66231 | 0.66231 | 0.61266 | 0.69193
1 | 18 | 3 | 185.4 | 245.2 | 245.2 | 297.5 | 351.3 | 2024-01-18 03:00 | 0.55459 | 0.66776 | 0.66776 | 0.59799 | 0.68453
1 | 18 | 4 | 185.5 | 242.1 | 242.1 | 298.6 | 352.8 | 2024-01-18 04:00 | 0.55489 | 0.65931 | 0.65931 | 0.6002 | 0.68745
1 | 18 | 5 | 197.7 | 243.1 | 243.1 | 313.8 | 366.1 | 2024-01-18 05:00 | 0.59138 | 0.66204 | 0.66204 | 0.63075 | 0.71337
1 | 18 | 6 | 203.2 | 206.9 | 206.9 | 344.1 | 390.3 | 2024-01-18 06:00 | 0.60784 | 0.56345 | 0.56345 | 0.69166 | 0.76052
1 | 18 | 7 | 166.3 | 202.3 | 202.3 | 331.5 | 363.1 | 2024-01-18 07:00 | 0.49746 | 0.55093 | 0.55093 | 0.66633 | 0.70752
1 | 18 | 8 | 109.5 | 193.2 | 193.2 | 289.3 | 343.5 | 2024-01-18 08:00 | 0.32755 | 0.52614 | 0.52614 | 0.58151 | 0.66933
1 | 18 | 9 | 107.7 | 189.4 | 189.4 | 285 | 359.5 | 2024-01-18 09:00 | 0.32217 | 0.5158 | 0.5158 | 0.57286 | 0.70051
1 | 18 | 10 | 112.3 | 189.3 | 189.3 | 289.1 | 359.4 | 2024-01-18 10:00 | 0.33593 | 0.51552 | 0.51552 | 0.58111 | 0.70031
1 | 18 | 11 | 108.5 | 182.7 | 182.7 | 304.4 | 353.4 | 2024-01-18 11:00 | 0.32456 | 0.49755 | 0.49755 | 0.61186 | 0.68862
1 | 18 | 12 | 140.6 | 169 | 169 | 306.5 | 372.4 | 2024-01-18 12:00 | 0.42058 | 0.46024 | 0.46024 | 0.61608 | 0.72564
1 | 18 | 13 | 154.2 | 177.1 | 177.1 | 298.5 | 364.4 | 2024-01-18 13:00 | 0.46126 | 0.4823 | 0.4823 | 0.6 | 0.71005
1 | 18 | 14 | 164.1 | 171.1 | 171.1 | 324.9 | 380.4 | 2024-01-18 14:00 | 0.49088 | 0.46596 | 0.46596 | 0.65307 | 0.74123
1 | 18 | 15 | 164.7 | 171.2 | 171.2 | 314.7 | 395.6 | 2024-01-18 15:00 | 0.49267 | 0.46623 | 0.46623 | 0.63256 | 0.77085
1 | 18 | 16 | 167.1 | 182 | 182 | 329.6 | 401.4 | 2024-01-18 16:00 | 0.49985 | 0.49564 | 0.49564 | 0.66251 | 0.78215
1 | 18 | 17 | 179.8 | 195 | 195 | 320.7 | 407.6 | 2024-01-18 17:00 | 0.53784 | 0.53105 | 0.53105 | 0.64462 | 0.79423
1 | 18 | 18 | 233.7 | 277 | 277 | 374.7 | 453.3 | 2024-01-18 18:00 | 0.69907 | 0.75436 | 0.75436 | 0.75317 | 0.88328
1 | 18 | 19 | 264.15 | 309.8 | 309.8 | 421.4 | 476 | 2024-01-18 19:00 | 0.79016 | 0.84368 | 0.84368 | 0.84704 | 0.92751
1 | 18 | 20 | 276.75 | 312.65 | 312.65 | 411.7 | 486.1 | 2024-01-18 20:00 | 0.82785 | 0.85144 | 0.85144 | 0.82754 | 0.94719
1 | 18 | 21 | 284.35 | 288 | 288 | 417.5 | 466.8 | 2024-01-18 21:00 | 0.85058 | 0.78431 | 0.78431 | 0.8392 | 0.90959
1 | 18 | 22 | 266.3 | 255.25 | 255.25 | 405.5 | 433.5 | 2024-01-18 22:00 | 0.79659 | 0.69513 | 0.69513 | 0.81508 | 0.8447
1 | 18 | 23 | 265.2 | 248.35 | 248.35 | 357.7 | 421.5 | 2024-01-18 23:00 | 0.7933 | 0.67633 | 0.67633 | 0.71899 | 0.82132
1 | 19 | 0 | 200.65 | 202 | 202 | 320 | 382.6 | 2024-01-19 | 0.60021 | 0.55011 | 0.55011 | 0.64322 | 0.74552
1 | 19 | 1 | 189.05 | 214.1 | 214.1 | 340.8 | 378.7 | 2024-01-19 01:00 | 0.56551 | 0.58306 | 0.58306 | 0.68503 | 0.73792
1 | 19 | 2 | 183.55 | 208.7 | 208.7 | 323.6 | 356.1 | 2024-01-19 02:00 | 0.54906 | 0.56836 | 0.56836 | 0.65045 | 0.69388
1 | 19 | 3 | 183.25 | 214.7 | 214.7 | 316.6 | 346.8 | 2024-01-19 03:00 | 0.54816 | 0.58469 | 0.58469 | 0.63638 | 0.67576
1 | 19 | 4 | 184.3 | 215.6 | 215.6 | 312.9 | 348.3 | 2024-01-19 04:00 | 0.5513 | 0.58715 | 0.58715 | 0.62894 | 0.67868
1 | 19 | 5 | 194.55 | 222.7 | 222.7 | 319 | 354.4 | 2024-01-19 05:00 | 0.58196 | 0.60648 | 0.60648 | 0.64121 | 0.69057
1 | 19 | 6 | 218.9 | 234.2 | 234.2 | 346.9 | 374.2 | 2024-01-19 06:00 | 0.6548 | 0.6378 | 0.6378 | 0.69729 | 0.72915
1 | 19 | 7 | 185 | 231.5 | 231.5 | 325.5 | 356.7 | 2024-01-19 07:00 | 0.5534 | 0.63045 | 0.63045 | 0.65427 | 0.69505
1 | 19 | 8 | 175.2 | 170.2 | 170.2 | 297.8 | 352.5 | 2024-01-19 08:00 | 0.52408 | 0.46351 | 0.46351 | 0.59859 | 0.68687
1 | 19 | 9 | 117.5 | 167.3 | 167.3 | 292.4 | 342.9 | 2024-01-19 09:00 | 0.35148 | 0.45561 | 0.45561 | 0.58774 | 0.66816
1 | 19 | 10 | 118.3 | 155.3 | 155.3 | 297.4 | 350.5 | 2024-01-19 10:00 | 0.35387 | 0.42293 | 0.42293 | 0.59779 | 0.68297
1 | 19 | 11 | 119.9 | 145 | 145 | 294.3 | 334.3 | 2024-01-19 11:00 | 0.35866 | 0.39488 | 0.39488 | 0.59156 | 0.6514
1 | 19 | 12 | 149.3 | 147.3 | 147.3 | 305.4 | 349.7 | 2024-01-19 12:00 | 0.4466 | 0.40114 | 0.40114 | 0.61387 | 0.68141
1 | 19 | 13 | 167 | 146.6 | 146.6 | 308.3 | 350.6 | 2024-01-19 13:00 | 0.49955 | 0.39924 | 0.39924 | 0.6197 | 0.68316
1 | 19 | 14 | 177.6 | 164.8 | 164.8 | 321.3 | 359.5 | 2024-01-19 14:00 | 0.53126 | 0.4488 | 0.4488 | 0.64583 | 0.70051
1 | 19 | 15 | 160.7 | 170.7 | 170.7 | 328.4 | 375.1 | 2024-01-19 15:00 | 0.48071 | 0.46487 | 0.46487 | 0.6601 | 0.7309
1 | 19 | 16 | 161.1 | 159.5 | 159.5 | 324.2 | 366.1 | 2024-01-19 16:00 | 0.4819 | 0.43437 | 0.43437 | 0.65166 | 0.71337
1 | 19 | 17 | 161.7 | 154.5 | 154.5 | 333.2 | 381.7 | 2024-01-19 17:00 | 0.4837 | 0.42075 | 0.42075 | 0.66975 | 0.74376
1 | 19 | 18 | 233.25 | 208.75 | 208.75 | 368.5 | 413.2 | 2024-01-19 18:00 | 0.69773 | 0.56849 | 0.56849 | 0.7407 | 0.80514
1 | 19 | 19 | 278.75 | 249.35 | 249.35 | 398.2 | 466.3 | 2024-01-19 19:00 | 0.83383 | 0.67906 | 0.67906 | 0.8004 | 0.90861
1 | 19 | 20 | 276.75 | 294.85 | 294.85 | 430.9 | 478.6 | 2024-01-19 20:00 | 0.82785 | 0.80297 | 0.80297 | 0.86613 | 0.93258
1 | 19 | 21 | 285.15 | 304.9 | 304.9 | 406.9 | 484.2 | 2024-01-19 21:00 | 0.85298 | 0.83034 | 0.83034 | 0.81789 | 0.94349
1 | 19 | 22 | 257.3 | 289.5 | 289.5 | 391.4 | 446.2 | 2024-01-19 22:00 | 0.76967 | 0.7884 | 0.7884 | 0.78673 | 0.86945
1 | 19 | 23 | 220.55 | 258.6 | 258.6 | 360.6 | 439.9 | 2024-01-19 23:00 | 0.65974 | 0.70425 | 0.70425 | 0.72482 | 0.85717
1 | 20 | 0 | 200 | 248.4 | 248.4 | 345.8 | 363.5 | 2024-01-20 | 0.59827 | 0.67647 | 0.67647 | 0.69508 | 0.7083
1 | 20 | 1 | 201 | 247.8 | 247.8 | 330.8 | 362.2 | 2024-01-20 01:00 | 0.60126 | 0.67484 | 0.67484 | 0.66492 | 0.70577
1 | 20 | 2 | 179.7 | 243.1 | 243.1 | 302.8 | 354.1 | 2024-01-20 02:00 | 0.53754 | 0.66204 | 0.66204 | 0.60864 | 0.68998
1 | 20 | 3 | 178.6 | 235.2 | 235.2 | 293.8 | 348.9 | 2024-01-20 03:00 | 0.53425 | 0.64052 | 0.64052 | 0.59055 | 0.67985
1 | 20 | 4 | 179.7 | 230.9 | 230.9 | 284.8 | 341.1 | 2024-01-20 04:00 | 0.53754 | 0.62881 | 0.62881 | 0.57246 | 0.66465
1 | 20 | 5 | 187.7 | 234.1 | 234.1 | 313.8 | 334.3 | 2024-01-20 05:00 | 0.56147 | 0.63753 | 0.63753 | 0.63075 | 0.6514
1 | 20 | 6 | 197.8 | 250.2 | 250.2 | 332.8 | 360 | 2024-01-20 06:00 | 0.59168 | 0.68137 | 0.68137 | 0.66894 | 0.70148
1 | 20 | 7 | 178.6 | 235 | 235 | 293.8 | 346.6 | 2024-01-20 07:00 | 0.53425 | 0.63998 | 0.63998 | 0.59055 | 0.67537
1 | 20 | 8 | 116.8 | 203.4 | 203.4 | 305.8 | 344 | 2024-01-20 08:00 | 0.34939 | 0.55392 | 0.55392 | 0.61467 | 0.6703
1 | 20 | 9 | 113.5 | 191.1 | 191.1 | 297.8 | 331.3 | 2024-01-20 09:00 | 0.33952 | 0.52042 | 0.52042 | 0.59859 | 0.64556
1 | 20 | 10 | 113.4 | 188.7 | 188.7 | 299.8 | 351.7 | 2024-01-20 10:00 | 0.33922 | 0.51389 | 0.51389 | 0.60261 | 0.68531
1 | 20 | 11 | 112.2 | 186.1 | 186.1 | 249.8 | 343.6 | 2024-01-20 11:00 | 0.33563 | 0.50681 | 0.50681 | 0.50211 | 0.66952
1 | 20 | 12 | 112.4 | 186.7 | 186.7 | 280.8 | 330.8 | 2024-01-20 12:00 | 0.33622 | 0.50844 | 0.50844 | 0.56442 | 0.64458
1 | 20 | 13 | 164.5 | 202.9 | 202.9 | 291.8 | 352.3 | 2024-01-20 13:00 | 0.49207 | 0.55256 | 0.55256 | 0.58653 | 0.68648
1 | 20 | 14 | 160.3 | 222.6 | 222.6 | 297.9 | 377.3 | 2024-01-20 14:00 | 0.47951 | 0.60621 | 0.60621 | 0.59879 | 0.73519
1 | 20 | 15 | 159.4 | 214 | 214 | 308.8 | 398.7 | 2024-01-20 15:00 | 0.47682 | 0.58279 | 0.58279 | 0.6207 | 0.77689
1 | 20 | 16 | 172 | 213.8 | 213.8 | 302.8 | 410.7 | 2024-01-20 16:00 | 0.51451 | 0.58224 | 0.58224 | 0.60864 | 0.80027
1 | 20 | 17 | 172.8 | 207.5 | 207.5 | 334.5 | 420.1 | 2024-01-20 17:00 | 0.5169 | 0.56509 | 0.56509 | 0.67236 | 0.81859
1 | 20 | 18 | 209 | 246.45 | 246.45 | 361.3 | 451.8 | 2024-01-20 18:00 | 0.62519 | 0.67116 | 0.67116 | 0.72623 | 0.88036
1 | 20 | 19 | 272.6 | 303.65 | 303.65 | 409.8 | 481.4 | 2024-01-20 19:00 | 0.81544 | 0.82693 | 0.82693 | 0.82372 | 0.93804
1 | 20 | 20 | 256.5 | 307.4 | 307.4 | 413.5 | 474.9 | 2024-01-20 20:00 | 0.76727 | 0.83715 | 0.83715 | 0.83116 | 0.92537
1 | 20 | 21 | 269.2 | 307.95 | 307.95 | 406.7 | 442.8 | 2024-01-20 21:00 | 0.80526 | 0.83864 | 0.83864 | 0.81749 | 0.86282
1 | 20 | 22 | 259.6 | 285.05 | 285.05 | 382.25 | 465.6 | 2024-01-20 22:00 | 0.77655 | 0.77628 | 0.77628 | 0.76834 | 0.90725
1 | 20 | 23 | 250.7 | 265.35 | 265.35 | 364.1 | 412.5 | 2024-01-20 23:00 | 0.74993 | 0.72263 | 0.72263 | 0.73186 | 0.80378
1 | 21 | 0 | 209.65 | 248.7 | 248.7 | 317.8 | 387.3 | 2024-01-21 | 0.62713 | 0.67729 | 0.67729 | 0.63879 | 0.75468
1 | 21 | 1 | 194.55 | 249.2 | 249.2 | 368.7 | 385 | 2024-01-21 01:00 | 0.58196 | 0.67865 | 0.67865 | 0.74111 | 0.75019
1 | 21 | 2 | 185.6 | 242.6 | 242.6 | 332.4 | 374 | 2024-01-21 02:00 | 0.55519 | 0.66068 | 0.66068 | 0.66814 | 0.72876
1 | 21 | 3 | 180.15 | 237.5 | 237.5 | 318.4 | 361.8 | 2024-01-21 03:00 | 0.53889 | 0.64679 | 0.64679 | 0.64 | 0.70499
1 | 21 | 4 | 180.65 | 233.8 | 233.8 | 296.4 | 359.8 | 2024-01-21 04:00 | 0.54038 | 0.63671 | 0.63671 | 0.59578 | 0.70109
1 | 21 | 5 | 180.75 | 232.1 | 232.1 | 328.4 | 376.9 | 2024-01-21 05:00 | 0.54068 | 0.63208 | 0.63208 | 0.6601 | 0.73441
1 | 21 | 6 | 196.6 | 241.3 | 241.3 | 358.4 | 321.5 | 2024-01-21 06:00 | 0.58809 | 0.65714 | 0.65714 | 0.7204 | 0.62646
1 | 21 | 7 | 164 | 242 | 242 | 338.4 | 391.6 | 2024-01-21 07:00 | 0.49058 | 0.65904 | 0.65904 | 0.6802 | 0.76306
1 | 21 | 8 | 111.9 | 207.9 | 207.9 | 358.4 | 379 | 2024-01-21 08:00 | 0.33473 | 0.56618 | 0.56618 | 0.7204 | 0.7385
1 | 21 | 9 | 111.6 | 203.4 | 203.4 | 266.9 | 357.8 | 2024-01-21 09:00 | 0.33383 | 0.55392 | 0.55392 | 0.53648 | 0.69719
1 | 21 | 10 | 98 | 198.3 | 198.3 | 293.1 | 357.2 | 2024-01-21 10:00 | 0.29315 | 0.54003 | 0.54003 | 0.58915 | 0.69602
1 | 21 | 11 | 97.8 | 196.5 | 196.5 | 285.8 | 350.5 | 2024-01-21 11:00 | 0.29255 | 0.53513 | 0.53513 | 0.57447 | 0.68297
1 | 21 | 12 | 90.3 | 201.3 | 201.3 | 281.9 | 376.5 | 2024-01-21 12:00 | 0.27012 | 0.5482 | 0.5482 | 0.56663 | 0.73363
1 | 21 | 13 | 141.6 | 186.1 | 186.1 | 223.7 | 367.6 | 2024-01-21 13:00 | 0.42357 | 0.50681 | 0.50681 | 0.44965 | 0.71629
1 | 21 | 14 | 147.8 | 223.3 | 223.3 | 239.2 | 376.2 | 2024-01-21 14:00 | 0.44212 | 0.60812 | 0.60812 | 0.4808 | 0.73305
1 | 21 | 15 | 152.9 | 230.9 | 230.9 | 249.7 | 385 | 2024-01-21 15:00 | 0.45737 | 0.62881 | 0.62881 | 0.50191 | 0.75019
1 | 21 | 16 | 160.65 | 224.4 | 224.4 | 288.6 | 436 | 2024-01-21 16:00 | 0.48056 | 0.61111 | 0.61111 | 0.5801 | 0.84957
1 | 21 | 17 | 176.15 | 229.9 | 229.9 | 234.2 | 380.2 | 2024-01-21 17:00 | 0.52692 | 0.62609 | 0.62609 | 0.47075 | 0.74084
1 | 21 | 18 | 201.2 | 267.8 | 267.8 | 364.8 | 428.1 | 2024-01-21 18:00 | 0.60185 | 0.7293 | 0.7293 | 0.73327 | 0.83418
1 | 21 | 19 | 260.1 | 298.3 | 298.3 | 417.6 | 468.2 | 2024-01-21 19:00 | 0.77804 | 0.81236 | 0.81236 | 0.8394 | 0.91231
1 | 21 | 20 | 267.1 | 307.2 | 307.2 | 447.3 | 470.7 | 2024-01-21 20:00 | 0.79898 | 0.8366 | 0.8366 | 0.8991 | 0.91719
1 | 21 | 21 | 258 | 305.9 | 305.9 | 442.1 | 462 | 2024-01-21 21:00 | 0.77176 | 0.83306 | 0.83306 | 0.88864 | 0.90023
1 | 21 | 22 | 259.9 | 283.85 | 283.85 | 384.9 | 437.1 | 2024-01-21 22:00 | 0.77745 | 0.77301 | 0.77301 | 0.77367 | 0.85171
1 | 21 | 23 | 232.1 | 253.25 | 253.25 | 364.9 | 431.7 | 2024-01-21 23:00 | 0.69429 | 0.68968 | 0.68968 | 0.73347 | 0.84119
1 | 22 | 0 | 198.7 | 224.6 | 224.6 | 353.7 | 373.4 | 2024-01-22 | 0.59438 | 0.61166 | 0.61166 | 0.71095 | 0.72759
1 | 22 | 1 | 179.8 | 227.1 | 227.1 | 321 | 359.1 | 2024-01-22 01:00 | 0.53784 | 0.61846 | 0.61846 | 0.64523 | 0.69973
1 | 22 | 2 | 173.8 | 218.4 | 218.4 | 315.8 | 342.9 | 2024-01-22 02:00 | 0.51989 | 0.59477 | 0.59477 | 0.63477 | 0.66816
1 | 22 | 3 | 173.6 | 212.2 | 212.2 | 309.9 | 333.2 | 2024-01-22 03:00 | 0.51929 | 0.57789 | 0.57789 | 0.62291 | 0.64926
1 | 22 | 4 | 170 | 206.3 | 206.3 | 312 | 333.1 | 2024-01-22 04:00 | 0.50853 | 0.56182 | 0.56182 | 0.62714 | 0.64906
1 | 22 | 5 | 169.9 | 214.3 | 214.3 | 312.1 | 337.9 | 2024-01-22 05:00 | 0.50823 | 0.58361 | 0.58361 | 0.62734 | 0.65842
1 | 22 | 6 | 179.4 | 235.3 | 235.3 | 344 | 350.1 | 2024-01-22 06:00 | 0.53664 | 0.6408 | 0.6408 | 0.69146 | 0.68219
1 | 22 | 7 | 174.1 | 189.4 | 189.4 | 325.1 | 352.8 | 2024-01-22 07:00 | 0.52079 | 0.5158 | 0.5158 | 0.65347 | 0.68745
1 | 22 | 8 | 131.8 | 164.1 | 164.1 | 309.3 | 338.2 | 2024-01-22 08:00 | 0.39426 | 0.4469 | 0.4469 | 0.62171 | 0.659
1 | 22 | 9 | 111.2 | 165.7 | 165.7 | 310.5 | 350.8 | 2024-01-22 09:00 | 0.33264 | 0.45125 | 0.45125 | 0.62412 | 0.68355
1 | 22 | 10 | 103.9 | 163.6 | 163.6 | 316.5 | 331.5 | 2024-01-22 10:00 | 0.3108 | 0.44553 | 0.44553 | 0.63618 | 0.64595
1 | 22 | 11 | 118.9 | 165.7 | 165.7 | 302.4 | 344.8 | 2024-01-22 11:00 | 0.35567 | 0.45125 | 0.45125 | 0.60784 | 0.67186
1 | 22 | 12 | 115.6 | 6.6 | 6.6 | 308.4 | 340 | 2024-01-22 12:00 | 0.3458 | 0.017974 | 0.017974 | 0.6199 | 0.66251
1 | 22 | 13 | 112.3 | 146.6 | 146.6 | 311.4 | 343.8 | 2024-01-22 13:00 | 0.33593 | 0.39924 | 0.39924 | 0.62593 | 0.66991
1 | 22 | 14 | 154.3 | 182.6 | 182.6 | 321.9 | 348.1 | 2024-01-22 14:00 | 0.46156 | 0.49728 | 0.49728 | 0.64704 | 0.67829
1 | 22 | 15 | 155.3 | 178.5 | 178.5 | 324.7 | 338.8 | 2024-01-22 15:00 | 0.46455 | 0.48611 | 0.48611 | 0.65266 | 0.66017
1 | 22 | 16 | 160.3 | 139.5 | 139.5 | 329.9 | 340.2 | 2024-01-22 16:00 | 0.47951 | 0.3799 | 0.3799 | 0.66312 | 0.6629
1 | 22 | 17 | 184.5 | 151.6 | 151.6 | 339.3 | 355.3 | 2024-01-22 17:00 | 0.5519 | 0.41285 | 0.41285 | 0.68201 | 0.69232
1 | 22 | 18 | 230.35 | 159.45 | 159.45 | 381.7 | 392 | 2024-01-22 18:00 | 0.68905 | 0.43423 | 0.43423 | 0.76724 | 0.76383
1 | 22 | 19 | 254.4 | 275.1 | 275.1 | 383.1 | 441.7 | 2024-01-22 19:00 | 0.76099 | 0.74918 | 0.74918 | 0.77005 | 0.86068
1 | 22 | 20 | 257.9 | 282.25 | 282.25 | 414.2 | 431.5 | 2024-01-22 20:00 | 0.77146 | 0.76865 | 0.76865 | 0.83256 | 0.8408
1 | 22 | 21 | 262.05 | 281.15 | 281.15 | 426.1 | 443.2 | 2024-01-22 21:00 | 0.78388 | 0.76566 | 0.76566 | 0.85648 | 0.8636
1 | 22 | 22 | 243.15 | 261.65 | 261.65 | 404.2 | 401.2 | 2024-01-22 22:00 | 0.72734 | 0.71255 | 0.71255 | 0.81246 | 0.78176
1 | 22 | 23 | 232.5 | 243.8 | 243.8 | 372.9 | 400.3 | 2024-01-22 23:00 | 0.69548 | 0.66394 | 0.66394 | 0.74955 | 0.78001
1 | 23 | 0 | 199.3 | 211.3 | 211.3 | 327.9 | 384.1 | 2024-01-23 | 0.59617 | 0.57544 | 0.57544 | 0.6591 | 0.74844
1 | 23 | 1 | 181.5 | 214.2 | 214.2 | 330.9 | 345.4 | 2024-01-23 01:00 | 0.54293 | 0.58333 | 0.58333 | 0.66513 | 0.67303
1 | 23 | 2 | 176.9 | 211.1 | 211.1 | 327.9 | 331.7 | 2024-01-23 02:00 | 0.52917 | 0.57489 | 0.57489 | 0.6591 | 0.64634
1 | 23 | 3 | 178.4 | 207 | 207 | 321.4 | 325.4 | 2024-01-23 03:00 | 0.53365 | 0.56373 | 0.56373 | 0.64603 | 0.63406
1 | 23 | 4 | 175.2 | 204.8 | 204.8 | 319.4 | 316.6 | 2024-01-23 04:00 | 0.52408 | 0.55773 | 0.55773 | 0.64201 | 0.61691
1 | 23 | 5 | 178.6 | 211.3 | 211.3 | 326.4 | 335.5 | 2024-01-23 05:00 | 0.53425 | 0.57544 | 0.57544 | 0.65608 | 0.65374
1 | 23 | 6 | 179.5 | 214.3 | 214.3 | 346.4 | 315.5 | 2024-01-23 06:00 | 0.53694 | 0.58361 | 0.58361 | 0.69628 | 0.61477
1 | 23 | 7 | 125 | 194.1 | 194.1 | 328.4 | 325.8 | 2024-01-23 07:00 | 0.37392 | 0.52859 | 0.52859 | 0.6601 | 0.63484
1 | 23 | 8 | 0 | 164.3 | 164.3 | 320.9 | 324.6 | 2024-01-23 08:00 | 0 | 0.44744 | 0.44744 | 0.64503 | 0.6325
1 | 23 | 9 | 33 | 163.3 | 163.3 | 309.9 | 313.9 | 2024-01-23 09:00 | 0.098714 | 0.44472 | 0.44472 | 0.62291 | 0.61165
1 | 23 | 10 | 75 | 165.3 | 165.3 | 312.4 | 318 | 2024-01-23 10:00 | 0.22435 | 0.45016 | 0.45016 | 0.62794 | 0.61964
1 | 23 | 11 | 96.7 | 191.6 | 191.6 | 302.4 | 326.8 | 2024-01-23 11:00 | 0.28926 | 0.52179 | 0.52179 | 0.60784 | 0.63679
1 | 23 | 12 | 41 | 187.5 | 187.5 | 307.9 | 333.5 | 2024-01-23 12:00 | 0.12264 | 0.51062 | 0.51062 | 0.61889 | 0.64984
1 | 23 | 13 | 0 | 186.8 | 186.8 | 314.9 | 316.1 | 2024-01-23 13:00 | 0 | 0.50871 | 0.50871 | 0.63296 | 0.61594
1 | 23 | 14 | 41 | 218.2 | 218.2 | 335.9 | 332.6 | 2024-01-23 14:00 | 0.12264 | 0.59423 | 0.59423 | 0.67518 | 0.64809
1 | 23 | 15 | 59 | 212.1 | 212.1 | 304.9 | 346.4 | 2024-01-23 15:00 | 0.17649 | 0.57761 | 0.57761 | 0.61286 | 0.67498
1 | 23 | 16 | 64 | 212.3 | 212.3 | 339.9 | 364.2 | 2024-01-23 16:00 | 0.19144 | 0.57816 | 0.57816 | 0.68322 | 0.70966
1 | 23 | 17 | 107.9 | 212.8 | 212.8 | 317.9 | 371.9 | 2024-01-23 17:00 | 0.32276 | 0.57952 | 0.57952 | 0.63899 | 0.72467
1 | 23 | 18 | 177.2 | 263.45 | 263.45 | 361.9 | 379.7 | 2024-01-23 18:00 | 0.53006 | 0.71746 | 0.71746 | 0.72744 | 0.73987
1 | 23 | 19 | 208 | 319.1 | 319.1 | 417.1 | 430.6 | 2024-01-23 19:00 | 0.6222 | 0.86901 | 0.86901 | 0.83839 | 0.83905
1 | 23 | 20 | 226.2 | 290.6 | 290.6 | 416.2 | 449 | 2024-01-23 20:00 | 0.67664 | 0.79139 | 0.79139 | 0.83658 | 0.8749
1 | 23 | 21 | 241.6 | 252.35 | 252.35 | 422 | 318.8 | 2024-01-23 21:00 | 0.7227 | 0.68723 | 0.68723 | 0.84824 | 0.6212
1 | 23 | 22 | 239.2 | 278.6 | 278.6 | 410 | 365.9 | 2024-01-23 22:00 | 0.71552 | 0.75871 | 0.75871 | 0.82412 | 0.71298
1 | 23 | 23 | 257 | 251.15 | 251.15 | 398.6 | 396.2 | 2024-01-23 23:00 | 0.76877 | 0.68396 | 0.68396 | 0.80121 | 0.77202
1 | 24 | 0 | 215.4 | 240.4 | 240.4 | 347.8 | 346.6 | 2024-01-24 | 0.64433 | 0.65468 | 0.65468 | 0.6991 | 0.67537
1 | 24 | 1 | 198.2 | 234.4 | 234.4 | 338.9 | 330.4 | 2024-01-24 01:00 | 0.59288 | 0.63834 | 0.63834 | 0.68121 | 0.6438
1 | 24 | 2 | 177.5 | 237.4 | 237.4 | 326.9 | 329.5 | 2024-01-24 02:00 | 0.53096 | 0.64651 | 0.64651 | 0.65709 | 0.64205
1 | 24 | 3 | 181.9 | 243.1 | 243.1 | 318.8 | 342.3 | 2024-01-24 03:00 | 0.54412 | 0.66204 | 0.66204 | 0.6408 | 0.66699
1 | 24 | 4 | 187 | 244 | 244 | 317.8 | 340.3 | 2024-01-24 04:00 | 0.55938 | 0.66449 | 0.66449 | 0.63879 | 0.66309
1 | 24 | 5 | 193.1 | 222.7 | 222.7 | 318.8 | 328.5 | 2024-01-24 05:00 | 0.57762 | 0.60648 | 0.60648 | 0.6408 | 0.6401
1 | 24 | 6 | 211.1 | 249.3 | 249.3 | 322.9 | 357.2 | 2024-01-24 06:00 | 0.63147 | 0.67892 | 0.67892 | 0.64905 | 0.69602
1 | 24 | 7 | 99.5 | 235.7 | 235.7 | 307.9 | 334.9 | 2024-01-24 07:00 | 0.29764 | 0.64188 | 0.64188 | 0.61889 | 0.65257
1 | 24 | 8 | 102.4 | 184.2 | 184.2 | 303.9 | 339.4 | 2024-01-24 08:00 | 0.30631 | 0.50163 | 0.50163 | 0.61085 | 0.66134
1 | 24 | 9 | 103.7 | 184.3 | 184.3 | 274.9 | 293.1 | 2024-01-24 09:00 | 0.3102 | 0.50191 | 0.50191 | 0.55256 | 0.57112
1 | 24 | 10 | 100.9 | 185.3 | 185.3 | 288.9 | 290.8 | 2024-01-24 10:00 | 0.30182 | 0.50463 | 0.50463 | 0.5807 | 0.56664
1 | 24 | 11 | 101.1 | 180.6 | 180.6 | 300.9 | 300.5 | 2024-01-24 11:00 | 0.30242 | 0.49183 | 0.49183 | 0.60482 | 0.58554
1 | 24 | 12 | 101 | 182.5 | 182.5 | 294.9 | 293.1 | 2024-01-24 12:00 | 0.30212 | 0.497 | 0.497 | 0.59276 | 0.57112
1 | 24 | 13 | 103.9 | 217.3 | 217.3 | 305.9 | 278.7 | 2024-01-24 13:00 | 0.3108 | 0.59178 | 0.59178 | 0.61487 | 0.54306
1 | 24 | 14 | 145.6 | 224.7 | 224.7 | 301.9 | 306.7 | 2024-01-24 14:00 | 0.43554 | 0.61193 | 0.61193 | 0.60683 | 0.59762
1 | 24 | 15 | 139.3 | 207.7 | 207.7 | 315.9 | 298.9 | 2024-01-24 15:00 | 0.41669 | 0.56563 | 0.56563 | 0.63497 | 0.58242
1 | 24 | 16 | 157.8 | 217.6 | 217.6 | 334.9 | 331.5 | 2024-01-24 16:00 | 0.47203 | 0.59259 | 0.59259 | 0.67317 | 0.64595
1 | 24 | 17 | 186.2 | 228.8 | 228.8 | 286.8 | 380.7 | 2024-01-24 17:00 | 0.55698 | 0.62309 | 0.62309 | 0.57648 | 0.74182
1 | 24 | 18 | 199.05 | 266.45 | 266.45 | 345.9 | 417.2 | 2024-01-24 18:00 | 0.59542 | 0.72563 | 0.72563 | 0.69528 | 0.81294
1 | 24 | 19 | 268.9 | 304.5 | 304.5 | 406.5 | 459.2 | 2024-01-24 19:00 | 0.80437 | 0.82925 | 0.82925 | 0.81709 | 0.89478
1 | 24 | 20 | 259.7 | 312.4 | 312.4 | 405.3 | 460.6 | 2024-01-24 20:00 | 0.77685 | 0.85076 | 0.85076 | 0.81467 | 0.89751
1 | 24 | 21 | 258.6 | 294.8 | 294.8 | 415.4 | 452 | 2024-01-24 21:00 | 0.77356 | 0.80283 | 0.80283 | 0.83497 | 0.88075
1 | 24 | 22 | 247.8 | 282.1 | 282.1 | 390.4 | 456.1 | 2024-01-24 22:00 | 0.74125 | 0.76825 | 0.76825 | 0.78472 | 0.88874
1 | 24 | 23 | 238 | 268.65 | 268.65 | 367.3 | 415.3 | 2024-01-24 23:00 | 0.71194 | 0.73162 | 0.73162 | 0.73829 | 0.80924
1 | 25 | 0 | 207.8 | 243.6 | 243.6 | 336.3 | 378.5 | 2024-01-25 | 0.6216 | 0.6634 | 0.6634 | 0.67598 | 0.73753
1 | 25 | 1 | 186.2 | 230.3 | 230.3 | 326.4 | 355.1 | 2024-01-25 01:00 | 0.55698 | 0.62718 | 0.62718 | 0.65608 | 0.69193
1 | 25 | 2 | 180.3 | 238.3 | 238.3 | 316.4 | 345.7 | 2024-01-25 02:00 | 0.53934 | 0.64897 | 0.64897 | 0.63598 | 0.67362
1 | 25 | 3 | 177.4 | 243.4 | 243.4 | 307.7 | 357.2 | 2024-01-25 03:00 | 0.53066 | 0.66285 | 0.66285 | 0.61849 | 0.69602
1 | 25 | 4 | 177.3 | 225.4 | 225.4 | 306.3 | 347.8 | 2024-01-25 04:00 | 0.53036 | 0.61383 | 0.61383 | 0.61568 | 0.67771
1 | 25 | 5 | 177.6 | 227.6 | 227.6 | 326.3 | 340.1 | 2024-01-25 05:00 | 0.53126 | 0.61983 | 0.61983 | 0.65588 | 0.6627
1 | 25 | 6 | 170.9 | 247.1 | 247.1 | 338.9 | 387.4 | 2024-01-25 06:00 | 0.51122 | 0.67293 | 0.67293 | 0.68121 | 0.75487
1 | 25 | 7 | 102.9 | 200.2 | 200.2 | 325.3 | 354.1 | 2024-01-25 07:00 | 0.30781 | 0.54521 | 0.54521 | 0.65387 | 0.68998
1 | 25 | 8 | 106.7 | 199 | 199 | 309.3 | 357.3 | 2024-01-25 08:00 | 0.31917 | 0.54194 | 0.54194 | 0.62171 | 0.69622
1 | 25 | 9 | 103.9 | 186.2 | 186.2 | 304.8 | 357 | 2024-01-25 09:00 | 0.3108 | 0.50708 | 0.50708 | 0.61266 | 0.69564
1 | 25 | 10 | 104 | 169.4 | 169.4 | 307.8 | 350.6 | 2024-01-25 10:00 | 0.3111 | 0.46133 | 0.46133 | 0.61869 | 0.68316
1 | 25 | 11 | 88.8 | 163.1 | 163.1 | 310.9 | 346.1 | 2024-01-25 11:00 | 0.26563 | 0.44417 | 0.44417 | 0.62492 | 0.6744
1 | 25 | 12 | 104.5 | 172.7 | 172.7 | 315.9 | 344.3 | 2024-01-25 12:00 | 0.31259 | 0.47032 | 0.47032 | 0.63497 | 0.67089
1 | 25 | 13 | 104.5 | 179.3 | 179.3 | 306.9 | 348.5 | 2024-01-25 13:00 | 0.31259 | 0.48829 | 0.48829 | 0.61688 | 0.67907
1 | 25 | 14 | 147 | 169.9 | 169.9 | 313 | 351 | 2024-01-25 14:00 | 0.43972 | 0.46269 | 0.46269 | 0.62915 | 0.68394
1 | 25 | 15 | 161.8 | 185.2 | 185.2 | 313 | 340.5 | 2024-01-25 15:00 | 0.484 | 0.50436 | 0.50436 | 0.62915 | 0.66348
1 | 25 | 16 | 171.1 | 232.1 | 232.1 | 328.8 | 380.6 | 2024-01-25 16:00 | 0.51182 | 0.63208 | 0.63208 | 0.6609 | 0.74162
1 | 25 | 17 | 190.2 | 227.2 | 227.2 | 326.8 | 394.6 | 2024-01-25 17:00 | 0.56895 | 0.61874 | 0.61874 | 0.65688 | 0.7689
1 | 25 | 18 | 227.85 | 223.7 | 223.7 | 366.4 | 423.2 | 2024-01-25 18:00 | 0.68157 | 0.6092 | 0.6092 | 0.73648 | 0.82463
1 | 25 | 19 | 270.4 | 259.8 | 259.8 | 405.5 | 441.4 | 2024-01-25 19:00 | 0.80885 | 0.70752 | 0.70752 | 0.81508 | 0.86009
1 | 25 | 20 | 266.4 | 297 | 297 | 419.5 | 469 | 2024-01-25 20:00 | 0.79689 | 0.80882 | 0.80882 | 0.84322 | 0.91387
1 | 25 | 21 | 264.35 | 303.8 | 303.8 | 420.4 | 451.1 | 2024-01-25 21:00 | 0.79076 | 0.82734 | 0.82734 | 0.84503 | 0.87899
1 | 25 | 22 | 255.65 | 297.1 | 297.1 | 403.4 | 434.6 | 2024-01-25 22:00 | 0.76473 | 0.8091 | 0.8091 | 0.81085 | 0.84684
1 | 25 | 23 | 250.15 | 264.3 | 264.3 | 398.4 | 407.7 | 2024-01-25 23:00 | 0.74828 | 0.71977 | 0.71977 | 0.8008 | 0.79443
1 | 26 | 0 | 215.6 | 241.6 | 241.6 | 338.9 | 387.2 | 2024-01-26 | 0.64493 | 0.65795 | 0.65795 | 0.68121 | 0.75448
1 | 26 | 1 | 193.4 | 239.5 | 239.5 | 326.8 | 350.9 | 2024-01-26 01:00 | 0.57852 | 0.65223 | 0.65223 | 0.65688 | 0.68375
1 | 26 | 2 | 185.7 | 238 | 238 | 322.8 | 346 | 2024-01-26 02:00 | 0.55549 | 0.64815 | 0.64815 | 0.64884 | 0.6742
1 | 26 | 3 | 191.1 | 239.9 | 239.9 | 315.8 | 331.9 | 2024-01-26 03:00 | 0.57164 | 0.65332 | 0.65332 | 0.63477 | 0.64673
1 | 26 | 4 | 191.9 | 234.6 | 234.6 | 312.8 | 326 | 2024-01-26 04:00 | 0.57404 | 0.63889 | 0.63889 | 0.62874 | 0.63523
1 | 26 | 5 | 200.8 | 233.9 | 233.9 | 326.8 | 345.1 | 2024-01-26 05:00 | 0.60066 | 0.63698 | 0.63698 | 0.65688 | 0.67245
1 | 26 | 6 | 210.9 | 207.9 | 207.9 | 352 | 375.1 | 2024-01-26 06:00 | 0.63087 | 0.56618 | 0.56618 | 0.70754 | 0.7309
1 | 26 | 7 | 144.9 | 194.9 | 194.9 | 340 | 339 | 2024-01-26 07:00 | 0.43344 | 0.53077 | 0.53077 | 0.68342 | 0.66056
1 | 26 | 8 | 127.5 | 176.2 | 176.2 | 287.8 | 334.3 | 2024-01-26 08:00 | 0.38139 | 0.47985 | 0.47985 | 0.57849 | 0.6514
1 | 26 | 9 | 29.2 | 176.6 | 176.6 | 293.6 | 336.1 | 2024-01-26 09:00 | 0.087347 | 0.48094 | 0.48094 | 0.59015 | 0.65491
1 | 26 | 10 | 0 | 169.5 | 169.5 | 285.3 | 326.3 | 2024-01-26 10:00 | 0 | 0.4616 | 0.4616 | 0.57347 | 0.63581
1 | 26 | 11 | 38 | 168.5 | 168.5 | 317.3 | 334.1 | 2024-01-26 11:00 | 0.11367 | 0.45888 | 0.45888 | 0.63779 | 0.65101
1 | 26 | 12 | 58.8 | 175.3 | 175.3 | 306.3 | 344.4 | 2024-01-26 12:00 | 0.17589 | 0.4774 | 0.4774 | 0.61568 | 0.67108
1 | 26 | 13 | 113.5 | 171.3 | 171.3 | 307.8 | 338.3 | 2024-01-26 13:00 | 0.33952 | 0.4665 | 0.4665 | 0.61869 | 0.6592
1 | 26 | 14 | 113.2 | 170.7 | 170.7 | 294.3 | 347.76 | 2024-01-26 14:00 | 0.33862 | 0.46487 | 0.46487 | 0.59156 | 0.67763
1 | 26 | 15 | 140.7 | 210.7 | 210.7 | 304.3 | 359.7 | 2024-01-26 15:00 | 0.42088 | 0.5738 | 0.5738 | 0.61166 | 0.7009
1 | 26 | 16 | 165.4 | 203.7 | 203.7 | 325.3 | 363 | 2024-01-26 16:00 | 0.49477 | 0.55474 | 0.55474 | 0.65387 | 0.70733
1 | 26 | 17 | 194.5 | 214.4 | 214.4 | 329.6 | 367.1 | 2024-01-26 17:00 | 0.58181 | 0.58388 | 0.58388 | 0.66251 | 0.71532
1 | 26 | 18 | 223 | 267.55 | 267.55 | 379.2 | 402.1 | 2024-01-26 18:00 | 0.66707 | 0.72862 | 0.72862 | 0.76221 | 0.78352
1 | 26 | 19 | 232.15 | 293.2 | 293.2 | 408.3 | 458.8 | 2024-01-26 19:00 | 0.69444 | 0.79847 | 0.79847 | 0.8207 | 0.894
1 | 26 | 20 | 236.85 | 287.4 | 287.4 | 433.3 | 459.6 | 2024-01-26 20:00 | 0.7085 | 0.78268 | 0.78268 | 0.87095 | 0.89556
1 | 26 | 21 | 237 | 289.6 | 289.6 | 426.4 | 457.8 | 2024-01-26 21:00 | 0.70894 | 0.78867 | 0.78867 | 0.85709 | 0.89205
1 | 26 | 22 | 229.8 | 276.6 | 276.6 | 421.3 | 433.3 | 2024-01-26 22:00 | 0.68741 | 0.75327 | 0.75327 | 0.84683 | 0.84431
1 | 26 | 23 | 232.9 | 247.7 | 247.7 | 400.3 | 415.3 | 2024-01-26 23:00 | 0.69668 | 0.67456 | 0.67456 | 0.80462 | 0.80924
1 | 27 | 0 | 226.6 | 247.2 | 247.2 | 365.6 | 361.8 | 2024-01-27 | 0.67783 | 0.6732 | 0.6732 | 0.73487 | 0.70499
1 | 27 | 1 | 202.9 | 244 | 244 | 290.1 | 361.6 | 2024-01-27 01:00 | 0.60694 | 0.66449 | 0.66449 | 0.58312 | 0.7046
1 | 27 | 2 | 205.4 | 237.7 | 237.7 | 292.5 | 348.6 | 2024-01-27 02:00 | 0.61442 | 0.64733 | 0.64733 | 0.58794 | 0.67927
1 | 27 | 3 | 202.9 | 232.3 | 232.3 | 318.9 | 339.8 | 2024-01-27 03:00 | 0.60694 | 0.63263 | 0.63263 | 0.64101 | 0.66212
1 | 27 | 4 | 204.2 | 228.9 | 228.9 | 316.7 | 340.1 | 2024-01-27 04:00 | 0.61083 | 0.62337 | 0.62337 | 0.63658 | 0.6627
1 | 27 | 5 | 205.2 | 231.3 | 231.3 | 328.7 | 352.7 | 2024-01-27 05:00 | 0.61382 | 0.6299 | 0.6299 | 0.6607 | 0.68726
1 | 27 | 6 | 127.5 | 247.7 | 247.7 | 358.4 | 386.9 | 2024-01-27 06:00 | 0.38139 | 0.67456 | 0.67456 | 0.7204 | 0.7539
1 | 27 | 7 | 71.5 | 204.7 | 204.7 | 320.4 | 360.4 | 2024-01-27 07:00 | 0.21388 | 0.55746 | 0.55746 | 0.64402 | 0.70226
1 | 27 | 8 | 79.3 | 190.7 | 190.7 | 301.2 | 355.3 | 2024-01-27 08:00 | 0.23721 | 0.51934 | 0.51934 | 0.60543 | 0.69232
1 | 27 | 9 | 81.1 | 186.7 | 186.7 | 315.2 | 335.2 | 2024-01-27 09:00 | 0.2426 | 0.50844 | 0.50844 | 0.63357 | 0.65316
1 | 27 | 10 | 109.4 | 189.1 | 189.1 | 324.2 | 333.4 | 2024-01-27 10:00 | 0.32725 | 0.51498 | 0.51498 | 0.65166 | 0.64965
1 | 27 | 11 | 114.6 | 188.4 | 188.4 | 322.2 | 335.2 | 2024-01-27 11:00 | 0.34281 | 0.51307 | 0.51307 | 0.64764 | 0.65316
1 | 27 | 12 | 139.6 | 191.2 | 191.2 | 307.4 | 337.2 | 2024-01-27 12:00 | 0.41759 | 0.5207 | 0.5207 | 0.61789 | 0.65705
1 | 27 | 13 | 144.4 | 185.4 | 185.4 | 319.9 | 349.4 | 2024-01-27 13:00 | 0.43195 | 0.5049 | 0.5049 | 0.64302 | 0.68083
1 | 27 | 14 | 151.8 | 180.9 | 180.9 | 319 | 356.6 | 2024-01-27 14:00 | 0.45408 | 0.49265 | 0.49265 | 0.64121 | 0.69486
1 | 27 | 15 | 157.8 | 181.3 | 181.3 | 315.5 | 344.7 | 2024-01-27 15:00 | 0.47203 | 0.49374 | 0.49374 | 0.63417 | 0.67167
1 | 27 | 16 | 159.5 | 218.6 | 218.6 | 313.5 | 362.6 | 2024-01-27 16:00 | 0.47712 | 0.59532 | 0.59532 | 0.63015 | 0.70655
1 | 27 | 17 | 178.8 | 233.4 | 233.4 | 350.6 | 352.6 | 2024-01-27 17:00 | 0.53485 | 0.63562 | 0.63562 | 0.70472 | 0.68706
1 | 27 | 18 | 239.4 | 253.45 | 253.45 | 386 | 410.7 | 2024-01-27 18:00 | 0.71612 | 0.69022 | 0.69022 | 0.77588 | 0.80027
1 | 27 | 19 | 233.65 | 299.45 | 299.45 | 405.2 | 457.5 | 2024-01-27 19:00 | 0.69892 | 0.8155 | 0.8155 | 0.81447 | 0.89147
1 | 27 | 20 | 239.85 | 308.05 | 308.05 | 440.3 | 455.7 | 2024-01-27 20:00 | 0.71747 | 0.83892 | 0.83892 | 0.88503 | 0.88796
1 | 27 | 21 | 243.2 | 299.3 | 299.3 | 427.3 | 455.6 | 2024-01-27 21:00 | 0.72749 | 0.81509 | 0.81509 | 0.85889 | 0.88776
1 | 27 | 22 | 242.7 | 291.6 | 291.6 | 410.6 | 434.6 | 2024-01-27 22:00 | 0.72599 | 0.79412 | 0.79412 | 0.82533 | 0.84684
1 | 27 | 23 | 236.7 | 270.7 | 270.7 | 380.8 | 412.1 | 2024-01-27 23:00 | 0.70805 | 0.7372 | 0.7372 | 0.76543 | 0.803
1 | 28 | 0 | 229 | 254.4 | 254.4 | 351.8 | 390.1 | 2024-01-28 | 0.68501 | 0.69281 | 0.69281 | 0.70714 | 0.76013
1 | 28 | 1 | 207.2 | 250.3 | 250.3 | 338.4 | 356.5 | 2024-01-28 01:00 | 0.6198 | 0.68164 | 0.68164 | 0.6802 | 0.69466
1 | 28 | 2 | 207.3 | 242.5 | 242.5 | 335.9 | 349.6 | 2024-01-28 02:00 | 0.6201 | 0.6604 | 0.6604 | 0.67518 | 0.68122
1 | 28 | 3 | 207.3 | 234.6 | 234.6 | 314.7 | 341.5 | 2024-01-28 03:00 | 0.6201 | 0.63889 | 0.63889 | 0.63256 | 0.66543
1 | 28 | 4 | 208.3 | 228.2 | 228.2 | 309.7 | 335.7 | 2024-01-28 04:00 | 0.62309 | 0.62146 | 0.62146 | 0.62251 | 0.65413
1 | 28 | 5 | 208 | 229.3 | 229.3 | 322.9 | 341.7 | 2024-01-28 05:00 | 0.6222 | 0.62446 | 0.62446 | 0.64905 | 0.66582
1 | 28 | 6 | 206.3 | 236.1 | 236.1 | 338.8 | 375.8 | 2024-01-28 06:00 | 0.61711 | 0.64297 | 0.64297 | 0.68101 | 0.73227
1 | 28 | 7 | 125.2 | 189.7 | 189.7 | 326.4 | 350.1 | 2024-01-28 07:00 | 0.37451 | 0.51661 | 0.51661 | 0.65608 | 0.68219
1 | 28 | 8 | 121.5 | 193.1 | 193.1 | 337.6 | 347.8 | 2024-01-28 08:00 | 0.36345 | 0.52587 | 0.52587 | 0.67859 | 0.67771
1 | 28 | 9 | 121.1 | 191.5 | 191.5 | 323.5 | 328.4 | 2024-01-28 09:00 | 0.36225 | 0.52151 | 0.52151 | 0.65025 | 0.63991
1 | 28 | 10 | 123.5 | 192.3 | 192.3 | 319.7 | 348.6 | 2024-01-28 10:00 | 0.36943 | 0.52369 | 0.52369 | 0.64261 | 0.67927
1 | 28 | 11 | 123.9 | 189.9 | 189.9 | 308.8 | 349.4 | 2024-01-28 11:00 | 0.37063 | 0.51716 | 0.51716 | 0.6207 | 0.68083
1 | 28 | 12 | 151.9 | 190.7 | 190.7 | 312.5 | 345.6 | 2024-01-28 12:00 | 0.45438 | 0.51934 | 0.51934 | 0.62814 | 0.67342
1 | 28 | 13 | 145.1 | 192 | 192 | 332.4 | 351.7 | 2024-01-28 13:00 | 0.43404 | 0.52288 | 0.52288 | 0.66814 | 0.68531
1 | 28 | 14 | 157.6 | 189.9 | 189.9 | 313.2 | 353.8 | 2024-01-28 14:00 | 0.47143 | 0.51716 | 0.51716 | 0.62955 | 0.6894
1 | 28 | 15 | 166.9 | 234.2 | 234.2 | 324.7 | 344.4 | 2024-01-28 15:00 | 0.49925 | 0.6378 | 0.6378 | 0.65266 | 0.67108
1 | 28 | 16 | 180.05 | 208.9 | 208.9 | 323 | 371.1 | 2024-01-28 16:00 | 0.53859 | 0.5689 | 0.5689 | 0.64925 | 0.72311
1 | 28 | 17 | 198.75 | 230.6 | 230.6 | 328.8 | 371 | 2024-01-28 17:00 | 0.59453 | 0.628 | 0.628 | 0.6609 | 0.72292
1 | 28 | 18 | 208 | 263.15 | 263.15 | 376.4 | 410.2 | 2024-01-28 18:00 | 0.6222 | 0.71664 | 0.71664 | 0.75658 | 0.7993
1 | 28 | 19 | 227.55 | 286.1 | 286.1 | 418.4 | 456.1 | 2024-01-28 19:00 | 0.68068 | 0.77914 | 0.77914 | 0.84101 | 0.88874
1 | 28 | 20 | 233.75 | 294.25 | 294.25 | 413.9 | 454.5 | 2024-01-28 20:00 | 0.69922 | 0.80133 | 0.80133 | 0.83196 | 0.88562
1 | 28 | 21 | 233.45 | 290.95 | 290.95 | 412.6 | 451.5 | 2024-01-28 21:00 | 0.69832 | 0.79235 | 0.79235 | 0.82935 | 0.87977
1 | 28 | 22 | 235.7 | 262.65 | 262.65 | 413.9 | 434.3 | 2024-01-28 22:00 | 0.70506 | 0.71528 | 0.71528 | 0.83196 | 0.84626
1 | 28 | 23 | 235.9 | 245.75 | 245.75 | 390 | 409 | 2024-01-28 23:00 | 0.70565 | 0.66925 | 0.66925 | 0.78392 | 0.79696
1 | 29 | 0 | 209.3 | 241 | 241 | 348.8 | 388.7 | 2024-01-29 | 0.62608 | 0.65632 | 0.65632 | 0.70111 | 0.7574
1 | 29 | 1 | 212 | 227.8 | 227.8 | 345.8 | 377.1 | 2024-01-29 01:00 | 0.63416 | 0.62037 | 0.62037 | 0.69508 | 0.7348
1 | 29 | 2 | 205.7 | 224.4 | 224.4 | 333.8 | 353.8 | 2024-01-29 02:00 | 0.61532 | 0.61111 | 0.61111 | 0.67095 | 0.6894
1 | 29 | 3 | 203 | 226.9 | 226.9 | 324.8 | 343 | 2024-01-29 03:00 | 0.60724 | 0.61792 | 0.61792 | 0.65286 | 0.66836
1 | 29 | 4 | 202.1 | 219.3 | 219.3 | 324.8 | 351.9 | 2024-01-29 04:00 | 0.60455 | 0.59722 | 0.59722 | 0.65286 | 0.6857
1 | 29 | 5 | 200.2 | 226.6 | 226.6 | 327.8 | 344.1 | 2024-01-29 05:00 | 0.59886 | 0.6171 | 0.6171 | 0.65889 | 0.6705
1 | 29 | 6 | 208.1 | 196.6 | 196.6 | 356.3 | 348.1 | 2024-01-29 06:00 | 0.62249 | 0.5354 | 0.5354 | 0.71618 | 0.67829
1 | 29 | 7 | 124 | 192 | 192 | 337.3 | 346.2 | 2024-01-29 07:00 | 0.37092 | 0.52288 | 0.52288 | 0.67799 | 0.67459
1 | 29 | 8 | 121.5 | 178 | 178 | 312.5 | 346.8 | 2024-01-29 08:00 | 0.36345 | 0.48475 | 0.48475 | 0.62814 | 0.67576
1 | 29 | 9 | 97 | 176.8 | 176.8 | 303 | 344.2 | 2024-01-29 09:00 | 0.29016 | 0.48148 | 0.48148 | 0.60905 | 0.67069
1 | 29 | 10 | 99.9 | 177.2 | 177.2 | 308 | 341.6 | 2024-01-29 10:00 | 0.29883 | 0.48257 | 0.48257 | 0.6191 | 0.66563
1 | 29 | 11 | 99.1 | 174.6 | 174.6 | 317 | 314.3 | 2024-01-29 11:00 | 0.29644 | 0.47549 | 0.47549 | 0.63719 | 0.61243
1 | 29 | 12 | 101 | 180.9 | 180.9 | 328.8 | 329.6 | 2024-01-29 12:00 | 0.30212 | 0.49265 | 0.49265 | 0.6609 | 0.64224
1 | 29 | 13 | 95.1 | 180.2 | 180.2 | 322.8 | 333.7 | 2024-01-29 13:00 | 0.28448 | 0.49074 | 0.49074 | 0.64884 | 0.65023
1 | 29 | 14 | 134.7 | 207.4 | 207.4 | 319.8 | 326.4 | 2024-01-29 14:00 | 0.40293 | 0.56481 | 0.56481 | 0.64281 | 0.63601
1 | 29 | 15 | 129.4 | 217.4 | 217.4 | 327.8 | 352.4 | 2024-01-29 15:00 | 0.38708 | 0.59205 | 0.59205 | 0.65889 | 0.68667
1 | 29 | 16 | 167.9 | 212.5 | 212.5 | 338.8 | 361.05 | 2024-01-29 16:00 | 0.50224 | 0.5787 | 0.5787 | 0.68101 | 0.70353
1 | 29 | 17 | 175.2 | 202 | 202 | 329.8 | 365.65 | 2024-01-29 17:00 | 0.52408 | 0.55011 | 0.55011 | 0.66291 | 0.71249
1 | 29 | 18 | 178.1 | 223.9 | 223.9 | 362.7 | 386.95 | 2024-01-29 18:00 | 0.53276 | 0.60975 | 0.60975 | 0.72905 | 0.75399
1 | 29 | 19 | 233.4 | 250.8 | 250.8 | 414.9 | 424.45 | 2024-01-29 19:00 | 0.69818 | 0.68301 | 0.68301 | 0.83397 | 0.82707
1 | 29 | 20 | 235.1 | 283.3 | 283.3 | 398.1 | 433 | 2024-01-29 20:00 | 0.70326 | 0.77151 | 0.77151 | 0.8002 | 0.84373
1 | 29 | 21 | 224.6 | 231.8 | 231.8 | 403.4 | 428.8 | 2024-01-29 21:00 | 0.67185 | 0.63126 | 0.63126 | 0.81085 | 0.83554
1 | 29 | 22 | 228.2 | 256.65 | 256.65 | 406 | 420 | 2024-01-29 22:00 | 0.68262 | 0.69894 | 0.69894 | 0.81608 | 0.81839
1 | 29 | 23 | 227.5 | 228.35 | 228.35 | 376.7 | 391.2 | 2024-01-29 23:00 | 0.68053 | 0.62187 | 0.62187 | 0.75719 | 0.76228
1 | 30 | 0 | 192.6 | 228.5 | 228.5 | 335.8 | 358.4 | 2024-01-30 | 0.57613 | 0.62228 | 0.62228 | 0.67497 | 0.69836
1 | 30 | 1 | 184.3 | 230.8 | 230.8 | 339.4 | 342.4 | 2024-01-30 01:00 | 0.5513 | 0.62854 | 0.62854 | 0.68221 | 0.66719
1 | 30 | 2 | 186.7 | 237.6 | 237.6 | 336.3 | 330.3 | 2024-01-30 02:00 | 0.55848 | 0.64706 | 0.64706 | 0.67598 | 0.64361
1 | 30 | 3 | 187 | 221.4 | 221.4 | 325.3 | 313.6 | 2024-01-30 03:00 | 0.55938 | 0.60294 | 0.60294 | 0.65387 | 0.61107
1 | 30 | 4 | 185.1 | 220.9 | 220.9 | 320.3 | 314.2 | 2024-01-30 04:00 | 0.55369 | 0.60158 | 0.60158 | 0.64382 | 0.61224
1 | 30 | 5 | 193.6 | 224.5 | 224.5 | 324.3 | 308.3 | 2024-01-30 05:00 | 0.57912 | 0.61138 | 0.61138 | 0.65186 | 0.60074
1 | 30 | 6 | 196.1 | 248.3 | 248.3 | 339.3 | 318.9 | 2024-01-30 06:00 | 0.5866 | 0.6762 | 0.6762 | 0.68201 | 0.6214
1 | 30 | 7 | 131.9 | 193.5 | 193.5 | 325.3 | 324 | 2024-01-30 07:00 | 0.39456 | 0.52696 | 0.52696 | 0.65387 | 0.63133
1 | 30 | 8 | 115 | 183.5 | 183.5 | 305.3 | 317.9 | 2024-01-30 08:00 | 0.344 | 0.49973 | 0.49973 | 0.61367 | 0.61945
1 | 30 | 9 | 114.9 | 181.3 | 181.3 | 289.9 | 299.9 | 2024-01-30 09:00 | 0.3437 | 0.49374 | 0.49374 | 0.58271 | 0.58437
1 | 30 | 10 | 113.2 | 183.9 | 183.9 | 301.8 | 300 | 2024-01-30 10:00 | 0.33862 | 0.50082 | 0.50082 | 0.60663 | 0.58457
1 | 30 | 11 | 112.9 | 194.2 | 194.2 | 299.4 | 310.7 | 2024-01-30 11:00 | 0.33772 | 0.52887 | 0.52887 | 0.60181 | 0.60542
1 | 30 | 12 | 144.9 | 194 | 194 | 311.1 | 323.35 | 2024-01-30 12:00 | 0.43344 | 0.52832 | 0.52832 | 0.62533 | 0.63007
1 | 30 | 13 | 138.5 | 190.3 | 190.3 | 307.9 | 320.05 | 2024-01-30 13:00 | 0.4143 | 0.51825 | 0.51825 | 0.61889 | 0.62364
1 | 30 | 14 | 154.5 | 203.6 | 203.6 | 298.4 | 318.15 | 2024-01-30 14:00 | 0.46216 | 0.55447 | 0.55447 | 0.5998 | 0.61993
1 | 30 | 15 | 135.7 | 180.4 | 180.4 | 308.8 | 360.4 | 2024-01-30 15:00 | 0.40592 | 0.49129 | 0.49129 | 0.6207 | 0.70226
1 | 30 | 16 | 139.8 | 169.7 | 169.7 | 317.2 | 370.9 | 2024-01-30 16:00 | 0.41819 | 0.46215 | 0.46215 | 0.63759 | 0.72272
1 | 30 | 17 | 161.1 | 225 | 225 | 317.9 | 371.6 | 2024-01-30 17:00 | 0.4819 | 0.61275 | 0.61275 | 0.63899 | 0.72408
1 | 30 | 18 | 231.7 | 254.5 | 254.5 | 310.8 | 393.2 | 2024-01-30 18:00 | 0.69309 | 0.69308 | 0.69308 | 0.62472 | 0.76617
1 | 30 | 19 | 238.8 | 291.95 | 291.95 | 406.8 | 441.2 | 2024-01-30 19:00 | 0.71433 | 0.79507 | 0.79507 | 0.81769 | 0.8597
1 | 30 | 20 | 240.3 | 301.65 | 301.65 | 426.3 | 456 | 2024-01-30 20:00 | 0.71882 | 0.82149 | 0.82149 | 0.85688 | 0.88854
1 | 30 | 21 | 237.2 | 270.8 | 270.8 | 409.4 | 452 | 2024-01-30 21:00 | 0.70954 | 0.73747 | 0.73747 | 0.82291 | 0.88075
1 | 30 | 22 | 237.2 | 273.35 | 273.35 | 407.4 | 441 | 2024-01-30 22:00 | 0.70954 | 0.74442 | 0.74442 | 0.81889 | 0.85931
1 | 30 | 23 | 235.3 | 251.9 | 251.9 | 362.3 | 406.6 | 2024-01-30 23:00 | 0.70386 | 0.686 | 0.686 | 0.72824 | 0.79228
1 | 31 | 0 | 191.6 | 246.8 | 246.8 | 357.9 | 344.8 | 2024-01-31 | 0.57314 | 0.67211 | 0.67211 | 0.7194 | 0.67186
1 | 31 | 1 | 197.4 | 251.8 | 251.8 | 347.9 | 327.7 | 2024-01-31 01:00 | 0.59049 | 0.68573 | 0.68573 | 0.6993 | 0.63854
1 | 31 | 2 | 196 | 235.8 | 235.8 | 329.9 | 333 | 2024-01-31 02:00 | 0.5863 | 0.64216 | 0.64216 | 0.66312 | 0.64887
1 | 31 | 3 | 194.1 | 233.6 | 233.6 | 322 | 327.7 | 2024-01-31 03:00 | 0.58062 | 0.63617 | 0.63617 | 0.64724 | 0.63854
1 | 31 | 4 | 191.5 | 217.2 | 217.2 | 319.9 | 329.8 | 2024-01-31 04:00 | 0.57284 | 0.5915 | 0.5915 | 0.64302 | 0.64263
1 | 31 | 5 | 201.6 | 233.1 | 233.1 | 312.9 | 340.7 | 2024-01-31 05:00 | 0.60305 | 0.6348 | 0.6348 | 0.62894 | 0.66387
1 | 31 | 6 | 210.2 | 215.2 | 215.2 | 310.9 | 364.7 | 2024-01-31 06:00 | 0.62878 | 0.58606 | 0.58606 | 0.62492 | 0.71064
1 | 31 | 7 | 199.3 | 211.4 | 211.4 | 313 | 342.9 | 2024-01-31 07:00 | 0.59617 | 0.57571 | 0.57571 | 0.62915 | 0.66816
1 | 31 | 8 | 118 | 174.2 | 174.2 | 304 | 339 | 2024-01-31 08:00 | 0.35298 | 0.4744 | 0.4744 | 0.61106 | 0.66056
1 | 31 | 9 | 117.3 | 163 | 163 | 294 | 339.4 | 2024-01-31 09:00 | 0.35088 | 0.4439 | 0.4439 | 0.59095 | 0.66134
1 | 31 | 10 | 118.3 | 154.4 | 154.4 | 284 | 341.4 | 2024-01-31 10:00 | 0.35387 | 0.42048 | 0.42048 | 0.57085 | 0.66524
1 | 31 | 11 | 118.9 | 158.9 | 158.9 | 285 | 347.5 | 2024-01-31 11:00 | 0.35567 | 0.43273 | 0.43273 | 0.57286 | 0.67712
1 | 31 | 12 | 121.4 | 159.1 | 159.1 | 290 | 348.6 | 2024-01-31 12:00 | 0.36315 | 0.43328 | 0.43328 | 0.58291 | 0.67927
1 | 31 | 13 | 120.7 | 163.3 | 163.3 | 206 | 345.8 | 2024-01-31 13:00 | 0.36105 | 0.44472 | 0.44472 | 0.41407 | 0.67381
1 | 31 | 14 | 152.3 | 162.8 | 162.8 | 270 | 354.4 | 2024-01-31 14:00 | 0.45558 | 0.44336 | 0.44336 | 0.54271 | 0.69057
1 | 31 | 15 | 142.8 | 183.4 | 183.4 | 292 | 340.2 | 2024-01-31 15:00 | 0.42716 | 0.49946 | 0.49946 | 0.58693 | 0.6629
1 | 31 | 16 | 139.4 | 193.5 | 193.5 | 304 | 326.2 | 2024-01-31 16:00 | 0.41699 | 0.52696 | 0.52696 | 0.61106 | 0.63562
1 | 31 | 17 | 159.9 | 208.1 | 208.1 | 257.65 | 347.5 | 2024-01-31 17:00 | 0.47831 | 0.56672 | 0.56672 | 0.51789 | 0.67712
1 | 31 | 18 | 199.3 | 223.9 | 223.9 | 320.45 | 385.1 | 2024-01-31 18:00 | 0.59617 | 0.60975 | 0.60975 | 0.64412 | 0.75039
1 | 31 | 19 | 228.5 | 282.35 | 282.35 | 396.6 | 439.2 | 2024-01-31 19:00 | 0.68352 | 0.76893 | 0.76893 | 0.79719 | 0.85581
1 | 31 | 20 | 232.8 | 310.5 | 310.5 | 404.85 | 451.6 | 2024-01-31 20:00 | 0.69638 | 0.84559 | 0.84559 | 0.81377 | 0.87997
1 | 31 | 21 | 237.6 | 298.05 | 298.05 | 422.1 | 443.7 | 2024-01-31 21:00 | 0.71074 | 0.81168 | 0.81168 | 0.84844 | 0.86458
1 | 31 | 22 | 226.8 | 297.05 | 297.05 | 383.05 | 454.9 | 2024-01-31 22:00 | 0.67843 | 0.80896 | 0.80896 | 0.76995 | 0.8864
1 | 31 | 23 | 220.8 | 271 | 271 | 359.35 | 423.9 | 2024-01-31 23:00 | 0.66048 | 0.73802 | 0.73802 | 0.72231 | 0.82599
2 | 1 | 0 | 197.5 | 253.6 | 253.6 | 326.8 | 379 | 2024-02-01 | 0.59079 | 0.69063 | 0.69063 | 0.65688 | 0.7385
2 | 1 | 1 | 197.6 | 255.5 | 255.5 | 321.8 | 364.5 | 2024-02-01 01:00 | 0.59109 | 0.69581 | 0.69581 | 0.64683 | 0.71025
2 | 1 | 2 | 199.9 | 237.5 | 237.5 | 307.9 | 363.7 | 2024-02-01 02:00 | 0.59797 | 0.64679 | 0.64679 | 0.61889 | 0.70869
2 | 1 | 3 | 193.8 | 234.2 | 234.2 | 299.8 | 345.8 | 2024-02-01 03:00 | 0.57972 | 0.6378 | 0.6378 | 0.60261 | 0.67381
2 | 1 | 4 | 199.8 | 231.5 | 231.5 | 298.8 | 357.7 | 2024-02-01 04:00 | 0.59767 | 0.63045 | 0.63045 | 0.6006 | 0.697
2 | 1 | 5 | 209.7 | 234.2 | 234.2 | 308.8 | 356.7 | 2024-02-01 05:00 | 0.62728 | 0.6378 | 0.6378 | 0.6207 | 0.69505
2 | 1 | 6 | 213.8 | 245.9 | 245.9 | 310.9 | 385.4 | 2024-02-01 06:00 | 0.63955 | 0.66966 | 0.66966 | 0.62492 | 0.75097
2 | 1 | 7 | 176.4 | 238.1 | 238.1 | 331.8 | 354.9 | 2024-02-01 07:00 | 0.52767 | 0.64842 | 0.64842 | 0.66693 | 0.69154
2 | 1 | 8 | 105 | 178.8 | 178.8 | 315 | 353.8 | 2024-02-01 08:00 | 0.31409 | 0.48693 | 0.48693 | 0.63317 | 0.6894
2 | 1 | 9 | 109.3 | 177 | 177 | 297 | 352.8 | 2024-02-01 09:00 | 0.32695 | 0.48203 | 0.48203 | 0.59698 | 0.68745
2 | 1 | 10 | 110.8 | 171.5 | 171.5 | 297 | 352.4 | 2024-02-01 10:00 | 0.33144 | 0.46705 | 0.46705 | 0.59698 | 0.68667
2 | 1 | 11 | 110.4 | 182.3 | 182.3 | 303 | 358.7 | 2024-02-01 11:00 | 0.33024 | 0.49646 | 0.49646 | 0.60905 | 0.69895
2 | 1 | 12 | 115.8 | 185.3 | 185.3 | 310.9 | 362.2 | 2024-02-01 12:00 | 0.3464 | 0.50463 | 0.50463 | 0.62492 | 0.70577
2 | 1 | 13 | 115.5 | 183.7 | 183.7 | 306.9 | 355.8 | 2024-02-01 13:00 | 0.3455 | 0.50027 | 0.50027 | 0.61688 | 0.6933
2 | 1 | 14 | 158.1 | 190 | 190 | 300.9 | 368.2 | 2024-02-01 14:00 | 0.47293 | 0.51743 | 0.51743 | 0.60482 | 0.71746
2 | 1 | 15 | 178.1 | 175.7 | 175.7 | 331.9 | 377.3 | 2024-02-01 15:00 | 0.53276 | 0.47849 | 0.47849 | 0.66714 | 0.73519
2 | 1 | 16 | 171.9 | 211.6 | 211.6 | 312.9 | 374.6 | 2024-02-01 16:00 | 0.51421 | 0.57625 | 0.57625 | 0.62894 | 0.72993
2 | 1 | 17 | 168.2 | 219.6 | 219.6 | 308.9 | 387.5 | 2024-02-01 17:00 | 0.50314 | 0.59804 | 0.59804 | 0.6209 | 0.75507
2 | 1 | 18 | 238.5 | 257 | 257 | 344.4 | 405.5 | 2024-02-01 18:00 | 0.71343 | 0.69989 | 0.69989 | 0.69226 | 0.79014
2 | 1 | 19 | 233.5 | 290.9 | 290.9 | 398.4 | 464.8 | 2024-02-01 19:00 | 0.69847 | 0.79221 | 0.79221 | 0.8008 | 0.90569
2 | 1 | 20 | 235.8 | 296.9 | 296.9 | 430 | 478.6 | 2024-02-01 20:00 | 0.70535 | 0.80855 | 0.80855 | 0.86432 | 0.93258
2 | 1 | 21 | 232.3 | 294.3 | 294.3 | 427.1 | 464.9 | 2024-02-01 21:00 | 0.69488 | 0.80147 | 0.80147 | 0.85849 | 0.90588
2 | 1 | 22 | 225.3 | 289.4 | 289.4 | 412.3 | 428.8 | 2024-02-01 22:00 | 0.67395 | 0.78813 | 0.78813 | 0.82874 | 0.83554
2 | 1 | 23 | 225.7 | 250.8 | 250.8 | 393.7 | 430.4 | 2024-02-01 23:00 | 0.67514 | 0.68301 | 0.68301 | 0.79136 | 0.83866
2 | 2 | 0 | 212.3 | 246.2 | 246.2 | 353 | 403.3 | 2024-02-02 | 0.63506 | 0.67048 | 0.67048 | 0.70955 | 0.78585
2 | 2 | 1 | 207.6 | 234.8 | 234.8 | 329 | 374.3 | 2024-02-02 01:00 | 0.621 | 0.63943 | 0.63943 | 0.66131 | 0.72935
2 | 2 | 2 | 203 | 232 | 232 | 327 | 351.1 | 2024-02-02 02:00 | 0.60724 | 0.63181 | 0.63181 | 0.65729 | 0.68414
2 | 2 | 3 | 199.8 | 225.1 | 225.1 | 318 | 349.6 | 2024-02-02 03:00 | 0.59767 | 0.61302 | 0.61302 | 0.6392 | 0.68122
2 | 2 | 4 | 195.5 | 220.1 | 220.1 | 318 | 349.2 | 2024-02-02 04:00 | 0.5848 | 0.5994 | 0.5994 | 0.6392 | 0.68044
2 | 2 | 5 | 210.5 | 222 | 222 | 328 | 358.3 | 2024-02-02 05:00 | 0.62967 | 0.60458 | 0.60458 | 0.6593 | 0.69817
2 | 2 | 6 | 205.9 | 235.6 | 235.6 | 354 | 391.3 | 2024-02-02 06:00 | 0.61591 | 0.64161 | 0.64161 | 0.71156 | 0.76247
2 | 2 | 7 | 198.6 | 241.6 | 241.6 | 323 | 355.8 | 2024-02-02 07:00 | 0.59408 | 0.65795 | 0.65795 | 0.64925 | 0.6933
2 | 2 | 8 | 115.4 | 189.7 | 189.7 | 309 | 351.9 | 2024-02-02 08:00 | 0.3452 | 0.51661 | 0.51661 | 0.62111 | 0.6857
2 | 2 | 9 | 115.9 | 182.5 | 182.5 | 302.8 | 340.1 | 2024-02-02 09:00 | 0.34669 | 0.497 | 0.497 | 0.60864 | 0.6627
2 | 2 | 10 | 116.8 | 182 | 182 | 295.9 | 336.7 | 2024-02-02 10:00 | 0.34939 | 0.49564 | 0.49564 | 0.59477 | 0.65608
2 | 2 | 11 | 117.4 | 176.6 | 176.6 | 304.9 | 343.6 | 2024-02-02 11:00 | 0.35118 | 0.48094 | 0.48094 | 0.61286 | 0.66952
2 | 2 | 12 | 117.4 | 178.7 | 178.7 | 305.9 | 352.6 | 2024-02-02 12:00 | 0.35118 | 0.48666 | 0.48666 | 0.61487 | 0.68706
2 | 2 | 13 | 117 | 183.4 | 183.4 | 301.9 | 339.8 | 2024-02-02 13:00 | 0.34999 | 0.49946 | 0.49946 | 0.60683 | 0.66212
2 | 2 | 14 | 151.1 | 180.6 | 180.6 | 319.9 | 360.8 | 2024-02-02 14:00 | 0.45199 | 0.49183 | 0.49183 | 0.64302 | 0.70304
2 | 2 | 15 | 167.8 | 208.2 | 208.2 | 321.8 | 367.8 | 2024-02-02 15:00 | 0.50194 | 0.56699 | 0.56699 | 0.64683 | 0.71668
2 | 2 | 16 | 169.8 | 216.4 | 216.4 | 327.7 | 378.7 | 2024-02-02 16:00 | 0.50793 | 0.58932 | 0.58932 | 0.65869 | 0.73792
2 | 2 | 17 | 173.3 | 218.9 | 218.9 | 322.9 | 373.2 | 2024-02-02 17:00 | 0.5184 | 0.59613 | 0.59613 | 0.64905 | 0.7272
2 | 2 | 18 | 202.7 | 236.3 | 236.3 | 300.7 | 411.2 | 2024-02-02 18:00 | 0.60634 | 0.64352 | 0.64352 | 0.60442 | 0.80125
2 | 2 | 19 | 224.15 | 290.35 | 290.35 | 407.6 | 445.5 | 2024-02-02 19:00 | 0.67051 | 0.79071 | 0.79071 | 0.8193 | 0.86808
2 | 2 | 20 | 231.9 | 291.75 | 291.75 | 433.5 | 473.2 | 2024-02-02 20:00 | 0.69369 | 0.79453 | 0.79453 | 0.87136 | 0.92206
2 | 2 | 21 | 235.1 | 287.9 | 287.9 | 429.6 | 462.3 | 2024-02-02 21:00 | 0.70326 | 0.78404 | 0.78404 | 0.86352 | 0.90082
2 | 2 | 22 | 226.9 | 277.2 | 277.2 | 420 | 446.5 | 2024-02-02 22:00 | 0.67873 | 0.7549 | 0.7549 | 0.84422 | 0.87003
2 | 2 | 23 | 233.6 | 258.1 | 258.1 | 363.2 | 425.4 | 2024-02-02 23:00 | 0.69877 | 0.70289 | 0.70289 | 0.73005 | 0.82892
2 | 3 | 0 | 199.2 | 228.2 | 228.2 | 356.1 | 381.7 | 2024-02-03 | 0.59587 | 0.62146 | 0.62146 | 0.71578 | 0.74376
2 | 3 | 1 | 198.3 | 223 | 223 | 356.8 | 372.5 | 2024-02-03 01:00 | 0.59318 | 0.6073 | 0.6073 | 0.71719 | 0.72584
2 | 3 | 2 | 199.4 | 201.4 | 201.4 | 332.9 | 356.8 | 2024-02-03 02:00 | 0.59647 | 0.54847 | 0.54847 | 0.66915 | 0.69525
2 | 3 | 3 | 199.4 | 224.6 | 224.6 | 323.9 | 346.4 | 2024-02-03 03:00 | 0.59647 | 0.61166 | 0.61166 | 0.65106 | 0.67498
2 | 3 | 4 | 197.4 | 218.4 | 218.4 | 327.9 | 348.4 | 2024-02-03 04:00 | 0.59049 | 0.59477 | 0.59477 | 0.6591 | 0.67888
2 | 3 | 5 | 200.5 | 218.2 | 218.2 | 331.9 | 359.3 | 2024-02-03 05:00 | 0.59976 | 0.59423 | 0.59423 | 0.66714 | 0.70012
2 | 3 | 6 | 207.8 | 231.8 | 231.8 | 339.9 | 385 | 2024-02-03 06:00 | 0.6216 | 0.63126 | 0.63126 | 0.68322 | 0.75019
2 | 3 | 7 | 206.8 | 233 | 233 | 311.9 | 359.9 | 2024-02-03 07:00 | 0.61861 | 0.63453 | 0.63453 | 0.62693 | 0.70129
2 | 3 | 8 | 119 | 184 | 184 | 333 | 351.5 | 2024-02-03 08:00 | 0.35597 | 0.50109 | 0.50109 | 0.66935 | 0.68492
2 | 3 | 9 | 118.6 | 180.9 | 180.9 | 312 | 344.5 | 2024-02-03 09:00 | 0.35477 | 0.49265 | 0.49265 | 0.62714 | 0.67128
2 | 3 | 10 | 117.4 | 169.7 | 169.7 | 299 | 348.2 | 2024-02-03 10:00 | 0.35118 | 0.46215 | 0.46215 | 0.60101 | 0.67849
2 | 3 | 11 | 118.5 | 167.4 | 167.4 | 290 | 336.1 | 2024-02-03 11:00 | 0.35447 | 0.45588 | 0.45588 | 0.58291 | 0.65491
2 | 3 | 12 | 119.3 | 164.7 | 164.7 | 281.8 | 343.1 | 2024-02-03 12:00 | 0.35687 | 0.44853 | 0.44853 | 0.56643 | 0.66855
2 | 3 | 13 | 119.9 | 174.6 | 174.6 | 296.9 | 362 | 2024-02-03 13:00 | 0.35866 | 0.47549 | 0.47549 | 0.59678 | 0.70538
2 | 3 | 14 | 124 | 168.9 | 168.9 | 310.7 | 375 | 2024-02-03 14:00 | 0.37092 | 0.45997 | 0.45997 | 0.62452 | 0.73071
2 | 3 | 15 | 176.9 | 172.7 | 172.7 | 331.7 | 370.1 | 2024-02-03 15:00 | 0.52917 | 0.47032 | 0.47032 | 0.66673 | 0.72116
2 | 3 | 16 | 161.65 | 171.7 | 171.7 | 359.5 | 381.1 | 2024-02-03 16:00 | 0.48355 | 0.46759 | 0.46759 | 0.72261 | 0.7426
2 | 3 | 17 | 169.5 | 217.6 | 217.6 | 359.9 | 393.9 | 2024-02-03 17:00 | 0.50703 | 0.59259 | 0.59259 | 0.72342 | 0.76754
2 | 3 | 18 | 223.85 | 251.9 | 251.9 | 369.1 | 404.8 | 2024-02-03 18:00 | 0.66961 | 0.686 | 0.686 | 0.74191 | 0.78878
2 | 3 | 19 | 231.1 | 295.1 | 295.1 | 413.4 | 448.9 | 2024-02-03 19:00 | 0.6913 | 0.80365 | 0.80365 | 0.83095 | 0.87471
2 | 3 | 20 | 230.9 | 288.15 | 288.15 | 421.4 | 469.2 | 2024-02-03 20:00 | 0.6907 | 0.78472 | 0.78472 | 0.84704 | 0.91426
2 | 3 | 21 | 230.9 | 276.75 | 276.75 | 423.6 | 467.3 | 2024-02-03 21:00 | 0.6907 | 0.75368 | 0.75368 | 0.85146 | 0.91056
2 | 3 | 22 | 229.8 | 278.85 | 278.85 | 411.3 | 456.5 | 2024-02-03 22:00 | 0.68741 | 0.7594 | 0.7594 | 0.82673 | 0.88952
2 | 3 | 23 | 229.5 | 299.25 | 299.25 | 396.2 | 437.5 | 2024-02-03 23:00 | 0.68651 | 0.81495 | 0.81495 | 0.79638 | 0.85249
2 | 4 | 0 | 200.9 | 244.7 | 244.7 | 351.6 | 389.3 | 2024-02-04 | 0.60096 | 0.66639 | 0.66639 | 0.70673 | 0.75857
2 | 4 | 1 | 197.4 | 241.6 | 241.6 | 325.6 | 381.4 | 2024-02-04 01:00 | 0.59049 | 0.65795 | 0.65795 | 0.65447 | 0.74318
2 | 4 | 2 | 198 | 231 | 231 | 309.9 | 361.5 | 2024-02-04 02:00 | 0.59228 | 0.62908 | 0.62908 | 0.62291 | 0.7044
2 | 4 | 3 | 193.8 | 230 | 230 | 302.9 | 314 | 2024-02-04 03:00 | 0.57972 | 0.62636 | 0.62636 | 0.60884 | 0.61185
2 | 4 | 4 | 187.8 | 217 | 217 | 301.8 | 325.6 | 2024-02-04 04:00 | 0.56177 | 0.59096 | 0.59096 | 0.60663 | 0.63445
2 | 4 | 5 | 189.4 | 218.2 | 218.2 | 315.8 | 337.1 | 2024-02-04 05:00 | 0.56656 | 0.59423 | 0.59423 | 0.63477 | 0.65686
2 | 4 | 6 | 202.3 | 212.4 | 212.4 | 338.8 | 372.2 | 2024-02-04 06:00 | 0.60515 | 0.57843 | 0.57843 | 0.68101 | 0.72525
2 | 4 | 7 | 189.1 | 209.9 | 209.9 | 319.9 | 345.2 | 2024-02-04 07:00 | 0.56566 | 0.57162 | 0.57162 | 0.64302 | 0.67264
2 | 4 | 8 | 115.1 | 186.4 | 186.4 | 316.8 | 346.2 | 2024-02-04 08:00 | 0.3443 | 0.50763 | 0.50763 | 0.63678 | 0.67459
2 | 4 | 9 | 110.8 | 181.4 | 181.4 | 293.8 | 375.8 | 2024-02-04 09:00 | 0.33144 | 0.49401 | 0.49401 | 0.59055 | 0.73227
2 | 4 | 10 | 113.6 | 182.4 | 182.4 | 278.8 | 379 | 2024-02-04 10:00 | 0.33981 | 0.49673 | 0.49673 | 0.5604 | 0.7385
2 | 4 | 11 | 110.6 | 181.2 | 181.2 | 277.8 | 391.5 | 2024-02-04 11:00 | 0.33084 | 0.49346 | 0.49346 | 0.55839 | 0.76286
2 | 4 | 12 | 118.3 | 182.7 | 182.7 | 288.8 | 391.3 | 2024-02-04 12:00 | 0.35387 | 0.49755 | 0.49755 | 0.5805 | 0.76247
2 | 4 | 13 | 115 | 183.8 | 183.8 | 300.9 | 385.3 | 2024-02-04 13:00 | 0.344 | 0.50054 | 0.50054 | 0.60482 | 0.75078
2 | 4 | 14 | 151.2 | 183.6 | 183.6 | 318.9 | 406.9 | 2024-02-04 14:00 | 0.45229 | 0.5 | 0.5 | 0.64101 | 0.79287
2 | 4 | 15 | 169.85 | 188.2 | 188.2 | 310.9 | 426.3 | 2024-02-04 15:00 | 0.50808 | 0.51253 | 0.51253 | 0.62492 | 0.83067
2 | 4 | 16 | 167.05 | 216.2 | 216.2 | 302.8 | 411.5 | 2024-02-04 16:00 | 0.4997 | 0.58878 | 0.58878 | 0.60864 | 0.80183
2 | 4 | 17 | 164.4 | 226.3 | 226.3 | 325.6 | 386.3 | 2024-02-04 17:00 | 0.49177 | 0.61629 | 0.61629 | 0.65447 | 0.75273
2 | 4 | 18 | 206 | 242.75 | 242.75 | 347.9 | 407.4 | 2024-02-04 18:00 | 0.61621 | 0.66108 | 0.66108 | 0.6993 | 0.79384
2 | 4 | 19 | 229.2 | 280.8 | 280.8 | 418.9 | 446.7 | 2024-02-04 19:00 | 0.68561 | 0.76471 | 0.76471 | 0.84201 | 0.87042
2 | 4 | 20 | 231.1 | 288.4 | 288.4 | 422.1 | 457.9 | 2024-02-04 20:00 | 0.6913 | 0.7854 | 0.7854 | 0.84844 | 0.89224
2 | 4 | 21 | 227.8 | 282 | 282 | 412 | 452.6 | 2024-02-04 21:00 | 0.68142 | 0.76797 | 0.76797 | 0.82814 | 0.88192
2 | 4 | 22 | 227.2 | 266.3 | 266.3 | 396 | 444 | 2024-02-04 22:00 | 0.67963 | 0.72522 | 0.72522 | 0.79598 | 0.86516
2 | 4 | 23 | 220.1 | 250.3 | 250.3 | 396.2 | 384.6 | 2024-02-04 23:00 | 0.65839 | 0.68164 | 0.68164 | 0.79638 | 0.74942
2 | 5 | 0 | 202.2 | 239.5 | 239.5 | 346.8 | 393.9 | 2024-02-05 | 0.60485 | 0.65223 | 0.65223 | 0.69709 | 0.76754
2 | 5 | 1 | 196.5 | 233 | 233 | 335.1 | 368.1 | 2024-02-05 01:00 | 0.5878 | 0.63453 | 0.63453 | 0.67357 | 0.71726
2 | 5 | 2 | 200.3 | 227.1 | 227.1 | 327.2 | 358.1 | 2024-02-05 02:00 | 0.59916 | 0.61846 | 0.61846 | 0.65769 | 0.69778
2 | 5 | 3 | 194.1 | 224.5 | 224.5 | 322.2 | 347.7 | 2024-02-05 03:00 | 0.58062 | 0.61138 | 0.61138 | 0.64764 | 0.67751
2 | 5 | 4 | 193 | 222.3 | 222.3 | 314.2 | 346.3 | 2024-02-05 04:00 | 0.57733 | 0.60539 | 0.60539 | 0.63156 | 0.67479
2 | 5 | 5 | 192.1 | 229.5 | 229.5 | 321.2 | 346.4 | 2024-02-05 05:00 | 0.57463 | 0.625 | 0.625 | 0.64563 | 0.67498
2 | 5 | 6 | 198 | 168.6 | 168.6 | 347.1 | 361.5 | 2024-02-05 06:00 | 0.59228 | 0.45915 | 0.45915 | 0.69769 | 0.7044
2 | 5 | 7 | 174.4 | 150.8 | 150.8 | 343.1 | 360.3 | 2024-02-05 07:00 | 0.52169 | 0.41068 | 0.41068 | 0.68965 | 0.70207
2 | 5 | 8 | 148.4 | 105.4 | 105.4 | 321.1 | 351.5 | 2024-02-05 08:00 | 0.44391 | 0.28704 | 0.28704 | 0.64543 | 0.68492
2 | 5 | 9 | 37.5 | 85.5 | 85.5 | 324.07 | 334.2 | 2024-02-05 09:00 | 0.11217 | 0.23284 | 0.23284 | 0.6514 | 0.65121
2 | 5 | 10 | 54.5 | 85.7 | 85.7 | 312.3 | 341.5 | 2024-02-05 10:00 | 0.16303 | 0.23339 | 0.23339 | 0.62774 | 0.66543
2 | 5 | 11 | 65.7 | 90.7 | 90.7 | 314.2 | 363 | 2024-02-05 11:00 | 0.19653 | 0.247 | 0.247 | 0.63156 | 0.70733
2 | 5 | 12 | 63.1 | 89.4 | 89.4 | 313.4 | 361.7 | 2024-02-05 12:00 | 0.18875 | 0.24346 | 0.24346 | 0.62995 | 0.70479
2 | 5 | 13 | 93.9 | 87.9 | 87.9 | 319.4 | 353.8 | 2024-02-05 13:00 | 0.28089 | 0.23938 | 0.23938 | 0.64201 | 0.6894
2 | 5 | 14 | 109.5 | 92.3 | 92.3 | 334.3 | 362.3 | 2024-02-05 14:00 | 0.32755 | 0.25136 | 0.25136 | 0.67196 | 0.70596
2 | 5 | 15 | 120 | 110.4 | 110.4 | 328.4 | 370 | 2024-02-05 15:00 | 0.35896 | 0.30065 | 0.30065 | 0.6601 | 0.72097
2 | 5 | 16 | 164.1 | 111.6 | 111.6 | 318.2 | 349.7 | 2024-02-05 16:00 | 0.49088 | 0.30392 | 0.30392 | 0.6396 | 0.68141
2 | 5 | 17 | 178.1 | 158 | 158 | 352.1 | 365.8 | 2024-02-05 17:00 | 0.53276 | 0.43028 | 0.43028 | 0.70774 | 0.71278
2 | 5 | 18 | 221.1 | 235.3 | 235.3 | 399.2 | 385.8 | 2024-02-05 18:00 | 0.66138 | 0.6408 | 0.6408 | 0.80241 | 0.75175
2 | 5 | 19 | 225.2 | 298.05 | 298.05 | 429.9 | 410.5 | 2024-02-05 19:00 | 0.67365 | 0.81168 | 0.81168 | 0.86412 | 0.79988
2 | 5 | 20 | 225.5 | 290.5 | 290.5 | 461.6 | 451.7 | 2024-02-05 20:00 | 0.67454 | 0.79112 | 0.79112 | 0.92784 | 0.88016
2 | 5 | 21 | 224.5 | 284.95 | 284.95 | 457 | 447.5 | 2024-02-05 21:00 | 0.67155 | 0.77601 | 0.77601 | 0.91859 | 0.87198
2 | 5 | 22 | 224.3 | 276.45 | 276.45 | 423.9 | 458.3 | 2024-02-05 22:00 | 0.67095 | 0.75286 | 0.75286 | 0.85206 | 0.89302
2 | 5 | 23 | 217.1 | 250.55 | 250.55 | 363.7 | 420.1 | 2024-02-05 23:00 | 0.64942 | 0.68233 | 0.68233 | 0.73106 | 0.81859
2 | 6 | 0 | 215.4 | 237.9 | 237.9 | 373 | 357.2 | 2024-02-06 | 0.64433 | 0.64788 | 0.64788 | 0.74975 | 0.69602
2 | 6 | 1 | 190.2 | 235.5 | 235.5 | 345.9 | 355.4 | 2024-02-06 01:00 | 0.56895 | 0.64134 | 0.64134 | 0.69528 | 0.69252
2 | 6 | 2 | 191.5 | 229.4 | 229.4 | 341.8 | 345.2 | 2024-02-06 02:00 | 0.57284 | 0.62473 | 0.62473 | 0.68704 | 0.67264
2 | 6 | 3 | 188 | 224.4 | 224.4 | 325.5 | 334.1 | 2024-02-06 03:00 | 0.56237 | 0.61111 | 0.61111 | 0.65427 | 0.65101
2 | 6 | 4 | 190.4 | 216.9 | 216.9 | 324.5 | 330 | 2024-02-06 04:00 | 0.56955 | 0.59069 | 0.59069 | 0.65226 | 0.64302
2 | 6 | 5 | 193.9 | 230 | 230 | 324.5 | 327.9 | 2024-02-06 05:00 | 0.58002 | 0.62636 | 0.62636 | 0.65226 | 0.63893
2 | 6 | 6 | 195.5 | 173.4 | 173.4 | 243.5 | 332.4 | 2024-02-06 06:00 | 0.5848 | 0.47222 | 0.47222 | 0.48945 | 0.6477
2 | 6 | 7 | 168.8 | 165.7 | 165.7 | 325.5 | 335.4 | 2024-02-06 07:00 | 0.50494 | 0.45125 | 0.45125 | 0.65427 | 0.65355
2 | 6 | 8 | 118.5 | 141.1 | 141.1 | 338 | 336.7 | 2024-02-06 08:00 | 0.35447 | 0.38426 | 0.38426 | 0.6794 | 0.65608
2 | 6 | 9 | 100.3 | 114.5 | 114.5 | 313 | 330.5 | 2024-02-06 09:00 | 0.30003 | 0.31182 | 0.31182 | 0.62915 | 0.644
2 | 6 | 10 | 90.1 | 107 | 107 | 315 | 325.6 | 2024-02-06 10:00 | 0.26952 | 0.29139 | 0.29139 | 0.63317 | 0.63445
2 | 6 | 11 | 97.2 | 105.1 | 105.1 | 313 | 325.6 | 2024-02-06 11:00 | 0.29076 | 0.28622 | 0.28622 | 0.62915 | 0.63445
2 | 6 | 12 | 77.6 | 112.3 | 112.3 | 310 | 322.4 | 2024-02-06 12:00 | 0.23213 | 0.30583 | 0.30583 | 0.62312 | 0.62822
2 | 6 | 13 | 76.1 | 106.6 | 106.6 | 298 | 305.5 | 2024-02-06 13:00 | 0.22764 | 0.29031 | 0.29031 | 0.59899 | 0.59528
2 | 6 | 14 | 71.9 | 106.7 | 106.7 | 290 | 335 | 2024-02-06 14:00 | 0.21508 | 0.29058 | 0.29058 | 0.58291 | 0.65277
2 | 6 | 15 | 136.1 | 110 | 110 | 324 | 346.6 | 2024-02-06 15:00 | 0.40712 | 0.29956 | 0.29956 | 0.65126 | 0.67537
2 | 6 | 16 | 135.2 | 107.8 | 107.8 | 273 | 363.7 | 2024-02-06 16:00 | 0.40443 | 0.29357 | 0.29357 | 0.54874 | 0.70869
2 | 6 | 17 | 144.7 | 165.5 | 165.5 | 314.5 | 381.8 | 2024-02-06 17:00 | 0.43284 | 0.45071 | 0.45071 | 0.63216 | 0.74396
2 | 6 | 18 | 228.5 | 261.3 | 261.3 | 409 | 388.4 | 2024-02-06 18:00 | 0.68352 | 0.7116 | 0.7116 | 0.82211 | 0.75682
2 | 6 | 19 | 229 | 299 | 299 | 433.2 | 450 | 2024-02-06 19:00 | 0.68501 | 0.81427 | 0.81427 | 0.87075 | 0.87685
2 | 6 | 20 | 220.9 | 312.35 | 312.35 | 444.3 | 446.6 | 2024-02-06 20:00 | 0.66078 | 0.85063 | 0.85063 | 0.89307 | 0.87023
2 | 6 | 21 | 228.8 | 307.7 | 307.7 | 446.3 | 449.1 | 2024-02-06 21:00 | 0.68442 | 0.83796 | 0.83796 | 0.89709 | 0.8751
2 | 6 | 22 | 222.3 | 280.9 | 280.9 | 445.9 | 427.7 | 2024-02-06 22:00 | 0.66497 | 0.76498 | 0.76498 | 0.89628 | 0.8334
2 | 6 | 23 | 222.3 | 255.6 | 255.6 | 382.2 | 414.3 | 2024-02-06 23:00 | 0.66497 | 0.69608 | 0.69608 | 0.76824 | 0.80729
2 | 7 | 0 | 208.4 | 248.9 | 248.9 | 358.8 | 375.9 | 2024-02-07 | 0.62339 | 0.67783 | 0.67783 | 0.72121 | 0.73246
2 | 7 | 1 | 196.9 | 230.9 | 230.9 | 351.9 | 353.7 | 2024-02-07 01:00 | 0.58899 | 0.62881 | 0.62881 | 0.70734 | 0.6892
2 | 7 | 2 | 193.5 | 230.5 | 230.5 | 334.9 | 356.6 | 2024-02-07 02:00 | 0.57882 | 0.62772 | 0.62772 | 0.67317 | 0.69486
2 | 7 | 3 | 191.5 | 227.5 | 227.5 | 327.9 | 318.3 | 2024-02-07 03:00 | 0.57284 | 0.61955 | 0.61955 | 0.6591 | 0.62023
2 | 7 | 4 | 189.3 | 226.2 | 226.2 | 322.9 | 324.2 | 2024-02-07 04:00 | 0.56626 | 0.61601 | 0.61601 | 0.64905 | 0.63172
2 | 7 | 5 | 189 | 229.7 | 229.7 | 324.9 | 325.3 | 2024-02-07 05:00 | 0.56536 | 0.62554 | 0.62554 | 0.65307 | 0.63387
2 | 7 | 6 | 198.9 | 244.3 | 244.3 | 338.9 | 366.5 | 2024-02-07 06:00 | 0.59497 | 0.66531 | 0.66531 | 0.68121 | 0.71415
2 | 7 | 7 | 176.3 | 164.7 | 164.7 | 304 | 329.4 | 2024-02-07 07:00 | 0.52737 | 0.44853 | 0.44853 | 0.61106 | 0.64186
2 | 7 | 8 | 25.8 | 134.3 | 134.3 | 308 | 319 | 2024-02-07 08:00 | 0.077176 | 0.36574 | 0.36574 | 0.6191 | 0.62159
2 | 7 | 9 | 53.4 | 137.7 | 137.7 | 294 | 321.1 | 2024-02-07 09:00 | 0.15974 | 0.375 | 0.375 | 0.59095 | 0.62568
2 | 7 | 10 | 45.2 | 137.6 | 137.6 | 280 | 334.8 | 2024-02-07 10:00 | 0.13521 | 0.37473 | 0.37473 | 0.56281 | 0.65238
2 | 7 | 11 | 101.8 | 145.3 | 145.3 | 293 | 337 | 2024-02-07 11:00 | 0.30452 | 0.3957 | 0.3957 | 0.58894 | 0.65666
2 | 7 | 12 | 99.5 | 140.4 | 140.4 | 304 | 340.6 | 2024-02-07 12:00 | 0.29764 | 0.38235 | 0.38235 | 0.61106 | 0.66368
2 | 7 | 13 | 64.9 | 138.2 | 138.2 | 305 | 341.6 | 2024-02-07 13:00 | 0.19414 | 0.37636 | 0.37636 | 0.61307 | 0.66563
2 | 7 | 14 | 39.4 | 139.2 | 139.2 | 309 | 325.8 | 2024-02-07 14:00 | 0.11786 | 0.37908 | 0.37908 | 0.62111 | 0.63484
2 | 7 | 15 | 119.09 | 187.9 | 187.9 | 324 | 342 | 2024-02-07 15:00 | 0.35624 | 0.51171 | 0.51171 | 0.65126 | 0.66641
2 | 7 | 16 | 159.8 | 214.7 | 214.7 | 341.5 | 359.9 | 2024-02-07 16:00 | 0.47801 | 0.58469 | 0.58469 | 0.68643 | 0.70129
2 | 7 | 17 | 176.2 | 231.9 | 231.9 | 307 | 373 | 2024-02-07 17:00 | 0.52707 | 0.63154 | 0.63154 | 0.61709 | 0.72681
2 | 7 | 18 | 224.6 | 273.6 | 273.6 | 368 | 412.4 | 2024-02-07 18:00 | 0.67185 | 0.7451 | 0.7451 | 0.7397 | 0.80359
2 | 7 | 19 | 225.7 | 301.6 | 301.6 | 420.7 | 450.6 | 2024-02-07 19:00 | 0.67514 | 0.82135 | 0.82135 | 0.84563 | 0.87802
2 | 7 | 20 | 222.9 | 318 | 318 | 426.8 | 463.3 | 2024-02-07 20:00 | 0.66677 | 0.86601 | 0.86601 | 0.85789 | 0.90277
2 | 7 | 21 | 229.9 | 310.5 | 310.5 | 428.7 | 453.3 | 2024-02-07 21:00 | 0.68771 | 0.84559 | 0.84559 | 0.86171 | 0.88328
2 | 7 | 22 | 227.7 | 294.1 | 294.1 | 393.5 | 431.8 | 2024-02-07 22:00 | 0.68112 | 0.80093 | 0.80093 | 0.79095 | 0.84139
2 | 7 | 23 | 216.7 | 271.1 | 271.1 | 364.5 | 433.7 | 2024-02-07 23:00 | 0.64822 | 0.73829 | 0.73829 | 0.73266 | 0.84509
2 | 8 | 0 | 201.9 | 254.7 | 254.7 | 305.3 | 383.3 | 2024-02-08 | 0.60395 | 0.69363 | 0.69363 | 0.61367 | 0.74688
2 | 8 | 1 | 195.6 | 252.1 | 252.1 | 307.5 | 363.3 | 2024-02-08 01:00 | 0.5851 | 0.68655 | 0.68655 | 0.61809 | 0.70791
2 | 8 | 2 | 190.8 | 241.8 | 241.8 | 297.5 | 334.7 | 2024-02-08 02:00 | 0.57074 | 0.6585 | 0.6585 | 0.59799 | 0.65218
2 | 8 | 3 | 190 | 233.4 | 233.4 | 292.5 | 321.8 | 2024-02-08 03:00 | 0.56835 | 0.63562 | 0.63562 | 0.58794 | 0.62705
2 | 8 | 4 | 186.2 | 234.1 | 234.1 | 289.5 | 312.5 | 2024-02-08 04:00 | 0.55698 | 0.63753 | 0.63753 | 0.58191 | 0.60892
2 | 8 | 5 | 192.2 | 248.9 | 248.9 | 299.5 | 337.3 | 2024-02-08 05:00 | 0.57493 | 0.67783 | 0.67783 | 0.60201 | 0.65725
2 | 8 | 6 | 204.2 | 251.7 | 251.7 | 323.5 | 374.4 | 2024-02-08 06:00 | 0.61083 | 0.68546 | 0.68546 | 0.65025 | 0.72954
2 | 8 | 7 | 155.5 | 193.5 | 193.5 | 334.5 | 342.3 | 2024-02-08 07:00 | 0.46515 | 0.52696 | 0.52696 | 0.67236 | 0.66699
2 | 8 | 8 | 120 | 187.4 | 187.4 | 325.5 | 357 | 2024-02-08 08:00 | 0.35896 | 0.51035 | 0.51035 | 0.65427 | 0.69564
2 | 8 | 9 | 116.5 | 177 | 177 | 314.5 | 357 | 2024-02-08 09:00 | 0.34849 | 0.48203 | 0.48203 | 0.63216 | 0.69564
2 | 8 | 10 | 117.3 | 175 | 175 | 308.5 | 338.2 | 2024-02-08 10:00 | 0.35088 | 0.47658 | 0.47658 | 0.6201 | 0.659
2 | 8 | 11 | 111.6 | 150.5 | 150.5 | 306.5 | 348 | 2024-02-08 11:00 | 0.33383 | 0.40986 | 0.40986 | 0.61608 | 0.6781
2 | 8 | 12 | 114.3 | 178.4 | 178.4 | 314.5 | 347.2 | 2024-02-08 12:00 | 0.34191 | 0.48584 | 0.48584 | 0.63216 | 0.67654
2 | 8 | 13 | 119.3 | 184.6 | 184.6 | 310.5 | 338.1 | 2024-02-08 13:00 | 0.35687 | 0.50272 | 0.50272 | 0.62412 | 0.65881
2 | 8 | 14 | 170.5 | 186.3 | 186.3 | 321.8 | 347 | 2024-02-08 14:00 | 0.51002 | 0.50735 | 0.50735 | 0.64683 | 0.67615
2 | 8 | 15 | 166 | 152 | 152 | 326.8 | 339.4 | 2024-02-08 15:00 | 0.49656 | 0.41394 | 0.41394 | 0.65688 | 0.66134
2 | 8 | 16 | 166.6 | 185.7 | 185.7 | 339 | 352 | 2024-02-08 16:00 | 0.49835 | 0.50572 | 0.50572 | 0.68141 | 0.68589
2 | 8 | 17 | 165.7 | 236.6 | 236.6 | 340.4 | 369.4 | 2024-02-08 17:00 | 0.49566 | 0.64434 | 0.64434 | 0.68422 | 0.7198
2 | 8 | 18 | 206.4 | 268.7 | 268.7 | 407.1 | 416.4 | 2024-02-08 18:00 | 0.61741 | 0.73175 | 0.73175 | 0.81829 | 0.81138
2 | 8 | 19 | 218.3 | 299.9 | 299.9 | 455 | 467.2 | 2024-02-08 19:00 | 0.65301 | 0.81672 | 0.81672 | 0.91457 | 0.91037
2 | 8 | 20 | 210.4 | 305.8 | 305.8 | 457.4 | 477.3 | 2024-02-08 20:00 | 0.62937 | 0.83279 | 0.83279 | 0.9194 | 0.93005
2 | 8 | 21 | 211.75 | 315.95 | 315.95 | 453.1 | 456 | 2024-02-08 21:00 | 0.63341 | 0.86043 | 0.86043 | 0.91075 | 0.88854
2 | 8 | 22 | 196.9 | 283.75 | 283.75 | 444.7 | 426.5 | 2024-02-08 22:00 | 0.58899 | 0.77274 | 0.77274 | 0.89387 | 0.83106
2 | 8 | 23 | 219.6 | 254.9 | 254.9 | 395.3 | 438.7 | 2024-02-08 23:00 | 0.6569 | 0.69417 | 0.69417 | 0.79457 | 0.85483
2 | 9 | 0 | 208.8 | 244.9 | 244.9 | 343.1 | 384.8 | 2024-02-09 | 0.62459 | 0.66694 | 0.66694 | 0.68965 | 0.74981
2 | 9 | 1 | 194.5 | 245.8 | 245.8 | 333.8 | 375.2 | 2024-02-09 01:00 | 0.58181 | 0.66939 | 0.66939 | 0.67095 | 0.7311
2 | 9 | 2 | 200.1 | 240.9 | 240.9 | 337.3 | 357.6 | 2024-02-09 02:00 | 0.59856 | 0.65605 | 0.65605 | 0.67799 | 0.6968
2 | 9 | 3 | 194.4 | 237.9 | 237.9 | 315.9 | 352.8 | 2024-02-09 03:00 | 0.58151 | 0.64788 | 0.64788 | 0.63497 | 0.68745
2 | 9 | 4 | 192.3 | 217.2 | 217.2 | 319 | 347.7 | 2024-02-09 04:00 | 0.57523 | 0.5915 | 0.5915 | 0.64121 | 0.67751
2 | 9 | 5 | 204.5 | 217 | 217 | 326 | 367.8 | 2024-02-09 05:00 | 0.61173 | 0.59096 | 0.59096 | 0.65528 | 0.71668
2 | 9 | 6 | 200.9 | 219.2 | 219.2 | 347 | 382.6 | 2024-02-09 06:00 | 0.60096 | 0.59695 | 0.59695 | 0.69749 | 0.74552
2 | 9 | 7 | 182.6 | 211.3 | 211.3 | 326.8 | 354.8 | 2024-02-09 07:00 | 0.54622 | 0.57544 | 0.57544 | 0.65688 | 0.69135
2 | 9 | 8 | 117.1 | 188.2 | 188.2 | 315.2 | 343.4 | 2024-02-09 08:00 | 0.35028 | 0.51253 | 0.51253 | 0.63357 | 0.66913
2 | 9 | 9 | 123.4 | 189.9 | 189.9 | 311.3 | 342.3 | 2024-02-09 09:00 | 0.36913 | 0.51716 | 0.51716 | 0.62573 | 0.66699
2 | 9 | 10 | 120.8 | 188.1 | 188.1 | 312.3 | 358.8 | 2024-02-09 10:00 | 0.36135 | 0.51225 | 0.51225 | 0.62774 | 0.69914
2 | 9 | 11 | 121.4 | 186.7 | 186.7 | 307.4 | 344.6 | 2024-02-09 11:00 | 0.36315 | 0.50844 | 0.50844 | 0.61789 | 0.67147
2 | 9 | 12 | 121.5 | 187 | 187 | 306.2 | 349.7 | 2024-02-09 12:00 | 0.36345 | 0.50926 | 0.50926 | 0.61548 | 0.68141
2 | 9 | 13 | 122 | 211.7 | 211.7 | 305.2 | 339.7 | 2024-02-09 13:00 | 0.36494 | 0.57653 | 0.57653 | 0.61347 | 0.66193
2 | 9 | 14 | 121 | 210.5 | 210.5 | 312.2 | 332.7 | 2024-02-09 14:00 | 0.36195 | 0.57326 | 0.57326 | 0.62754 | 0.64829
2 | 9 | 15 | 161.4 | 213.3 | 213.3 | 325.2 | 365.4 | 2024-02-09 15:00 | 0.4828 | 0.58088 | 0.58088 | 0.65367 | 0.712
2 | 9 | 16 | 156 | 212.4 | 212.4 | 319.2 | 357.6 | 2024-02-09 16:00 | 0.46665 | 0.57843 | 0.57843 | 0.64161 | 0.6968
2 | 9 | 17 | 156.1 | 213.3 | 213.3 | 326.2 | 358.9 | 2024-02-09 17:00 | 0.46695 | 0.58088 | 0.58088 | 0.65568 | 0.69934
2 | 9 | 18 | 222.2 | 251.9 | 251.9 | 391.7 | 382.5 | 2024-02-09 18:00 | 0.66467 | 0.686 | 0.686 | 0.78734 | 0.74532
2 | 9 | 19 | 219.7 | 308.05 | 308.05 | 410.1 | 450.8 | 2024-02-09 19:00 | 0.65719 | 0.83892 | 0.83892 | 0.82432 | 0.87841
2 | 9 | 20 | 226.1 | 315.1 | 315.1 | 358.5 | 463.9 | 2024-02-09 20:00 | 0.67634 | 0.85812 | 0.85812 | 0.7206 | 0.90394
2 | 9 | 21 | 221.1 | 303.4 | 303.4 | 353.7 | 463.9 | 2024-02-09 21:00 | 0.66138 | 0.82625 | 0.82625 | 0.71095 | 0.90394
2 | 9 | 22 | 214.7 | 269.1 | 269.1 | 336.4 | 436.9 | 2024-02-09 22:00 | 0.64224 | 0.73284 | 0.73284 | 0.67618 | 0.85133
2 | 9 | 23 | 212.8 | 259.8 | 259.8 | 326.3 | 421.6 | 2024-02-09 23:00 | 0.63655 | 0.70752 | 0.70752 | 0.65588 | 0.82151
2 | 10 | 0 | 194.6 | 251.9 | 251.9 | 369.7 | 365.2 | 2024-02-10 | 0.58211 | 0.686 | 0.686 | 0.74312 | 0.71161
2 | 10 | 1 | 195 | 239.6 | 239.6 | 355.8 | 343.5 | 2024-02-10 01:00 | 0.58331 | 0.65251 | 0.65251 | 0.71518 | 0.66933
2 | 10 | 2 | 191.8 | 236.9 | 236.9 | 345.8 | 334.7 | 2024-02-10 02:00 | 0.57374 | 0.64515 | 0.64515 | 0.69508 | 0.65218
2 | 10 | 3 | 188.2 | 230.8 | 230.8 | 341 | 325.3 | 2024-02-10 03:00 | 0.56297 | 0.62854 | 0.62854 | 0.68543 | 0.63387
2 | 10 | 4 | 186.8 | 222.7 | 222.7 | 341 | 323 | 2024-02-10 04:00 | 0.55878 | 0.60648 | 0.60648 | 0.68543 | 0.62938
2 | 10 | 5 | 188.6 | 212.4 | 212.4 | 355.1 | 339.1 | 2024-02-10 05:00 | 0.56416 | 0.57843 | 0.57843 | 0.71377 | 0.66076
2 | 10 | 6 | 200.4 | 212.3 | 212.3 | 373 | 361.6 | 2024-02-10 06:00 | 0.59946 | 0.57816 | 0.57816 | 0.74975 | 0.7046
2 | 10 | 7 | 179.7 | 202.7 | 202.7 | 351 | 333.7 | 2024-02-10 07:00 | 0.53754 | 0.55202 | 0.55202 | 0.70553 | 0.65023
2 | 10 | 8 | 120.5 | 183.8 | 183.8 | 356.5 | 334.7 | 2024-02-10 08:00 | 0.36045 | 0.50054 | 0.50054 | 0.71658 | 0.65218
2 | 10 | 9 | 115.2 | 183 | 183 | 336.5 | 328.3 | 2024-02-10 09:00 | 0.3446 | 0.49837 | 0.49837 | 0.67638 | 0.63971
2 | 10 | 10 | 112.2 | 178.5 | 178.5 | 322.5 | 327.5 | 2024-02-10 10:00 | 0.33563 | 0.48611 | 0.48611 | 0.64824 | 0.63815
2 | 10 | 11 | 115.7 | 181.1 | 181.1 | 310.9 | 326.4 | 2024-02-10 11:00 | 0.3461 | 0.49319 | 0.49319 | 0.62492 | 0.63601
2 | 10 | 12 | 113.4 | 182.1 | 182.1 | 321 | 324.3 | 2024-02-10 12:00 | 0.33922 | 0.49592 | 0.49592 | 0.64523 | 0.63192
2 | 10 | 13 | 112.8 | 185.7 | 185.7 | 317 | 344.4 | 2024-02-10 13:00 | 0.33742 | 0.50572 | 0.50572 | 0.63719 | 0.67108
2 | 10 | 14 | 113.6 | 215.2 | 215.2 | 320 | 351.6 | 2024-02-10 14:00 | 0.33981 | 0.58606 | 0.58606 | 0.64322 | 0.68511
2 | 10 | 15 | 159.5 | 215.3 | 215.3 | 313 | 354.6 | 2024-02-10 15:00 | 0.47712 | 0.58633 | 0.58633 | 0.62915 | 0.69096
2 | 10 | 16 | 172.3 | 232.5 | 232.5 | 309.9 | 348.7 | 2024-02-10 16:00 | 0.51541 | 0.63317 | 0.63317 | 0.62291 | 0.67946
2 | 10 | 17 | 182.1 | 209.2 | 209.2 | 302.4 | 384.7 | 2024-02-10 17:00 | 0.54472 | 0.56972 | 0.56972 | 0.60784 | 0.74961
2 | 10 | 18 | 217.4 | 224.5 | 224.5 | 394.3 | 400.6 | 2024-02-10 18:00 | 0.65031 | 0.61138 | 0.61138 | 0.79256 | 0.78059
2 | 10 | 19 | 243.4 | 279.1 | 279.1 | 418.3 | 462.7 | 2024-02-10 19:00 | 0.72809 | 0.76008 | 0.76008 | 0.8408 | 0.9016
2 | 10 | 20 | 258.6 | 303.9 | 303.9 | 427.2 | 473.3 | 2024-02-10 20:00 | 0.77356 | 0.82761 | 0.82761 | 0.85869 | 0.92225
2 | 10 | 21 | 261.2 | 253.2 | 253.2 | 447.4 | 459.2 | 2024-02-10 21:00 | 0.78133 | 0.68954 | 0.68954 | 0.8993 | 0.89478
2 | 10 | 22 | 225.7 | 265.5 | 265.5 | 432.55 | 445.8 | 2024-02-10 22:00 | 0.67514 | 0.72304 | 0.72304 | 0.86945 | 0.86867
2 | 10 | 23 | 215.2 | 233.45 | 233.45 | 437.4 | 441.6 | 2024-02-10 23:00 | 0.64373 | 0.63576 | 0.63576 | 0.8792 | 0.86048
2 | 11 | 0 | 192 | 238.3 | 238.3 | 393.4 | 399.6 | 2024-02-11 | 0.57433 | 0.64897 | 0.64897 | 0.79075 | 0.77864
2 | 11 | 1 | 186.2 | 239.5 | 239.5 | 353.4 | 371.8 | 2024-02-11 01:00 | 0.55698 | 0.65223 | 0.65223 | 0.71035 | 0.72447
2 | 11 | 2 | 183.4 | 227 | 227 | 342.4 | 360.1 | 2024-02-11 02:00 | 0.54861 | 0.61819 | 0.61819 | 0.68824 | 0.70168
2 | 11 | 3 | 182.1 | 211.9 | 211.9 | 337.4 | 349.3 | 2024-02-11 03:00 | 0.54472 | 0.57707 | 0.57707 | 0.67819 | 0.68063
2 | 11 | 4 | 179.6 | 210 | 210 | 332.4 | 345.4 | 2024-02-11 04:00 | 0.53724 | 0.5719 | 0.5719 | 0.66814 | 0.67303
2 | 11 | 5 | 181.4 | 210.8 | 210.8 | 344.4 | 349.8 | 2024-02-11 05:00 | 0.54263 | 0.57407 | 0.57407 | 0.69226 | 0.68161
2 | 11 | 6 | 184.6 | 214.1 | 214.1 | 360.3 | 377.9 | 2024-02-11 06:00 | 0.5522 | 0.58306 | 0.58306 | 0.72422 | 0.73636
2 | 11 | 7 | 166.5 | 191 | 191 | 321.2 | 317.4 | 2024-02-11 07:00 | 0.49806 | 0.52015 | 0.52015 | 0.64563 | 0.61847
2 | 11 | 8 | 122.5 | 191.3 | 191.3 | 323.8 | 317.6 | 2024-02-11 08:00 | 0.36644 | 0.52097 | 0.52097 | 0.65085 | 0.61886
2 | 11 | 9 | 122.3 | 189.6 | 189.6 | 272.8 | 317.7 | 2024-02-11 09:00 | 0.36584 | 0.51634 | 0.51634 | 0.54834 | 0.61906
2 | 11 | 10 | 119.3 | 187.2 | 187.2 | 295.9 | 319.6 | 2024-02-11 10:00 | 0.35687 | 0.5098 | 0.5098 | 0.59477 | 0.62276
2 | 11 | 11 | 122.7 | 185.7 | 185.7 | 293.9 | 331.5 | 2024-02-11 11:00 | 0.36704 | 0.50572 | 0.50572 | 0.59075 | 0.64595
2 | 11 | 12 | 115.8 | 218.2 | 218.2 | 303.8 | 309.9 | 2024-02-11 12:00 | 0.3464 | 0.59423 | 0.59423 | 0.61065 | 0.60386
2 | 11 | 13 | 116.7 | 220.3 | 220.3 | 296.9 | 326.1 | 2024-02-11 13:00 | 0.34909 | 0.59995 | 0.59995 | 0.59678 | 0.63542
2 | 11 | 14 | 153.2 | 220 | 220 | 320 | 371.4 | 2024-02-11 14:00 | 0.45827 | 0.59913 | 0.59913 | 0.64322 | 0.72369
2 | 11 | 15 | 172.8 | 221.6 | 221.6 | 321 | 351.3 | 2024-02-11 15:00 | 0.5169 | 0.60349 | 0.60349 | 0.64523 | 0.68453
2 | 11 | 16 | 156.3 | 213.8 | 213.8 | 319.15 | 337.8 | 2024-02-11 16:00 | 0.46754 | 0.58224 | 0.58224 | 0.64151 | 0.65822
2 | 11 | 17 | 158.4 | 244.3 | 244.3 | 315.3 | 385.2 | 2024-02-11 17:00 | 0.47383 | 0.66531 | 0.66531 | 0.63377 | 0.75058
2 | 11 | 18 | 239.8 | 254.8 | 254.8 | 404.4 | 402.7 | 2024-02-11 18:00 | 0.71732 | 0.6939 | 0.6939 | 0.81286 | 0.78468
2 | 11 | 19 | 228.3 | 301.2 | 301.2 | 437.1 | 449.2 | 2024-02-11 19:00 | 0.68292 | 0.82026 | 0.82026 | 0.87859 | 0.87529
2 | 11 | 20 | 241.1 | 299.8 | 299.8 | 441.8 | 398 | 2024-02-11 20:00 | 0.72121 | 0.81645 | 0.81645 | 0.88804 | 0.77553
2 | 11 | 21 | 230.7 | 293.55 | 293.55 | 437.4 | 466.5 | 2024-02-11 21:00 | 0.6901 | 0.79943 | 0.79943 | 0.8792 | 0.909
2 | 11 | 22 | 224.5 | 277.35 | 277.35 | 439.6 | 465 | 2024-02-11 22:00 | 0.67155 | 0.75531 | 0.75531 | 0.88362 | 0.90608
2 | 11 | 23 | 215.3 | 262.2 | 262.2 | 417.8 | 446.7 | 2024-02-11 23:00 | 0.64403 | 0.71405 | 0.71405 | 0.8398 | 0.87042
2 | 12 | 0 | 181.2 | 225.5 | 225.5 | 359.3 | 378.8 | 2024-02-12 | 0.54203 | 0.61411 | 0.61411 | 0.72221 | 0.73811
2 | 12 | 1 | 188 | 225.5 | 225.5 | 352.1 | 383.6 | 2024-02-12 01:00 | 0.56237 | 0.61411 | 0.61411 | 0.70774 | 0.74747
2 | 12 | 2 | 187.2 | 241.3 | 241.3 | 337.8 | 357.1 | 2024-02-12 02:00 | 0.55998 | 0.65714 | 0.65714 | 0.67899 | 0.69583
2 | 12 | 3 | 177.4 | 236.7 | 236.7 | 331.7 | 348.1 | 2024-02-12 03:00 | 0.53066 | 0.64461 | 0.64461 | 0.66673 | 0.67829
2 | 12 | 4 | 181 | 225.6 | 225.6 | 330.6 | 322.1 | 2024-02-12 04:00 | 0.54143 | 0.61438 | 0.61438 | 0.66452 | 0.62763
2 | 12 | 5 | 175.5 | 228.9 | 228.9 | 340.6 | 332.1 | 2024-02-12 05:00 | 0.52498 | 0.62337 | 0.62337 | 0.68462 | 0.64712
2 | 12 | 6 | 192.5 | 249.9 | 249.9 | 369.7 | 348.1 | 2024-02-12 06:00 | 0.57583 | 0.68056 | 0.68056 | 0.74312 | 0.67829
2 | 12 | 7 | 162.8 | 197.6 | 197.6 | 332.2 | 359 | 2024-02-12 07:00 | 0.48699 | 0.53813 | 0.53813 | 0.66774 | 0.69953
2 | 12 | 8 | 116.2 | 182.5 | 182.5 | 345.8 | 353.8 | 2024-02-12 08:00 | 0.34759 | 0.497 | 0.497 | 0.69508 | 0.6894
2 | 12 | 9 | 113.8 | 168.4 | 168.4 | 324.5 | 347.8 | 2024-02-12 09:00 | 0.34041 | 0.45861 | 0.45861 | 0.65226 | 0.67771
2 | 12 | 10 | 117.6 | 164.5 | 164.5 | 320.3 | 342 | 2024-02-12 10:00 | 0.35178 | 0.44798 | 0.44798 | 0.64382 | 0.66641
2 | 12 | 11 | 113.7 | 162.4 | 162.4 | 323.4 | 351.6 | 2024-02-12 11:00 | 0.34011 | 0.44227 | 0.44227 | 0.65005 | 0.68511
2 | 12 | 12 | 114.9 | 163.5 | 163.5 | 326.5 | 366.1 | 2024-02-12 12:00 | 0.3437 | 0.44526 | 0.44526 | 0.65628 | 0.71337
2 | 12 | 13 | 153.8 | 162.9 | 162.9 | 324.4 | 364.8 | 2024-02-12 13:00 | 0.46007 | 0.44363 | 0.44363 | 0.65206 | 0.71083
2 | 12 | 14 | 160.4 | 164.1 | 164.1 | 324.4 | 372.7 | 2024-02-12 14:00 | 0.47981 | 0.4469 | 0.4469 | 0.65206 | 0.72623
2 | 12 | 15 | 160.5 | 158.5 | 158.5 | 312.3 | 372.8 | 2024-02-12 15:00 | 0.48011 | 0.43164 | 0.43164 | 0.62774 | 0.72642
2 | 12 | 16 | 152.5 | 198.7 | 198.7 | 320.4 | 373.8 | 2024-02-12 16:00 | 0.45618 | 0.54112 | 0.54112 | 0.64402 | 0.72837
2 | 12 | 17 | 174.8 | 226.2 | 226.2 | 343.8 | 373.3 | 2024-02-12 17:00 | 0.52288 | 0.61601 | 0.61601 | 0.69106 | 0.7274
2 | 12 | 18 | 241 | 266 | 266 | 383.5 | 392.35 | 2024-02-12 18:00 | 0.72091 | 0.7244 | 0.7244 | 0.77085 | 0.76452
2 | 12 | 19 | 244.6 | 293.8 | 293.8 | 429.4 | 441 | 2024-02-12 19:00 | 0.73168 | 0.80011 | 0.80011 | 0.86312 | 0.85931
2 | 12 | 20 | 244.7 | 286.1 | 286.1 | 441.2 | 461.5 | 2024-02-12 20:00 | 0.73198 | 0.77914 | 0.77914 | 0.88683 | 0.89926
2 | 12 | 21 | 245 | 285.7 | 285.7 | 442.1 | 451.55 | 2024-02-12 21:00 | 0.73287 | 0.77805 | 0.77805 | 0.88864 | 0.87987
2 | 12 | 22 | 236.4 | 265.9 | 265.9 | 416.1 | 440.4 | 2024-02-12 22:00 | 0.70715 | 0.72413 | 0.72413 | 0.83638 | 0.85814
2 | 12 | 23 | 233.5 | 243.5 | 243.5 | 403 | 401.1 | 2024-02-12 23:00 | 0.69847 | 0.66313 | 0.66313 | 0.81005 | 0.78157
2 | 13 | 0 | 187.4 | 246.8 | 246.8 | 388.1 | 404.7 | 2024-02-13 | 0.56057 | 0.67211 | 0.67211 | 0.7801 | 0.78858
2 | 13 | 1 | 179.3 | 234.8 | 234.8 | 363.8 | 366.6 | 2024-02-13 01:00 | 0.53634 | 0.63943 | 0.63943 | 0.73126 | 0.71434
2 | 13 | 2 | 177.2 | 232.6 | 232.6 | 364.8 | 342.3 | 2024-02-13 02:00 | 0.53006 | 0.63344 | 0.63344 | 0.73327 | 0.66699
2 | 13 | 3 | 177.2 | 235.3 | 235.3 | 358.8 | 336.8 | 2024-02-13 03:00 | 0.53006 | 0.6408 | 0.6408 | 0.72121 | 0.65627
2 | 13 | 4 | 177.5 | 235.3 | 235.3 | 351.8 | 329.8 | 2024-02-13 04:00 | 0.53096 | 0.6408 | 0.6408 | 0.70714 | 0.64263
2 | 13 | 5 | 177.6 | 237.1 | 237.1 | 352.8 | 339.1 | 2024-02-13 05:00 | 0.53126 | 0.6457 | 0.6457 | 0.70915 | 0.66076
2 | 13 | 6 | 194.4 | 241.7 | 241.7 | 361.8 | 342 | 2024-02-13 06:00 | 0.58151 | 0.65822 | 0.65822 | 0.72724 | 0.66641
2 | 13 | 7 | 191.3 | 202.3 | 202.3 | 338.8 | 346 | 2024-02-13 07:00 | 0.57224 | 0.55093 | 0.55093 | 0.68101 | 0.6742
2 | 13 | 8 | 117.6 | 182.2 | 182.2 | 348.6 | 343.5 | 2024-02-13 08:00 | 0.35178 | 0.49619 | 0.49619 | 0.7007 | 0.66933
2 | 13 | 9 | 119.8 | 180.7 | 180.7 | 338 | 338.8 | 2024-02-13 09:00 | 0.35836 | 0.4921 | 0.4921 | 0.6794 | 0.66017
2 | 13 | 10 | 120 | 180.1 | 180.1 | 325.8 | 339.7 | 2024-02-13 10:00 | 0.35896 | 0.49047 | 0.49047 | 0.65487 | 0.66193
2 | 13 | 11 | 118.8 | 181.3 | 181.3 | 333.8 | 340.9 | 2024-02-13 11:00 | 0.35537 | 0.49374 | 0.49374 | 0.67095 | 0.66426
2 | 13 | 12 | 119.7 | 184.7 | 184.7 | 324 | 348.8 | 2024-02-13 12:00 | 0.35806 | 0.503 | 0.503 | 0.65126 | 0.67966
2 | 13 | 13 | 119 | 184.5 | 184.5 | 329.8 | 354.9 | 2024-02-13 13:00 | 0.35597 | 0.50245 | 0.50245 | 0.66291 | 0.69154
2 | 13 | 14 | 117.8 | 187.6 | 187.6 | 332.9 | 348.1 | 2024-02-13 14:00 | 0.35238 | 0.51089 | 0.51089 | 0.66915 | 0.67829
2 | 13 | 15 | 116.1 | 183.2 | 183.2 | 338.9 | 357.2 | 2024-02-13 15:00 | 0.34729 | 0.49891 | 0.49891 | 0.68121 | 0.69602
2 | 13 | 16 | 186.2 | 228 | 228 | 339.9 | 379.6 | 2024-02-13 16:00 | 0.55698 | 0.62092 | 0.62092 | 0.68322 | 0.73967
2 | 13 | 17 | 181.5 | 235.8 | 235.8 | 339.2 | 380.9 | 2024-02-13 17:00 | 0.54293 | 0.64216 | 0.64216 | 0.68181 | 0.74221
2 | 13 | 18 | 224.6 | 240.3 | 240.3 | 363.2 | 381.3 | 2024-02-13 18:00 | 0.67185 | 0.65441 | 0.65441 | 0.73005 | 0.74299
2 | 13 | 19 | 233.25 | 281.2 | 281.2 | 440.9 | 423 | 2024-02-13 19:00 | 0.69773 | 0.7658 | 0.7658 | 0.88623 | 0.82424
2 | 13 | 20 | 240.7 | 277.4 | 277.4 | 447.4 | 442 | 2024-02-13 20:00 | 0.72001 | 0.75545 | 0.75545 | 0.8993 | 0.86126
2 | 13 | 21 | 234.75 | 269.9 | 269.9 | 425.3 | 443.8 | 2024-02-13 21:00 | 0.70221 | 0.73502 | 0.73502 | 0.85487 | 0.86477
2 | 13 | 22 | 237.95 | 252.4 | 252.4 | 435.5 | 429.4 | 2024-02-13 22:00 | 0.71179 | 0.68736 | 0.68736 | 0.87538 | 0.83671
2 | 13 | 23 | 228.75 | 251.3 | 251.3 | 395.2 | 423.4 | 2024-02-13 23:00 | 0.68427 | 0.68437 | 0.68437 | 0.79437 | 0.82502
2 | 14 | 0 | 198 | 256.2 | 256.2 | 373.9 | 389.7 | 2024-02-14 | 0.59228 | 0.69771 | 0.69771 | 0.75156 | 0.75935
2 | 14 | 1 | 186.5 | 251.8 | 251.8 | 350 | 350.2 | 2024-02-14 01:00 | 0.55788 | 0.68573 | 0.68573 | 0.70352 | 0.68239
2 | 14 | 2 | 187.7 | 234.7 | 234.7 | 341.3 | 344.4 | 2024-02-14 02:00 | 0.56147 | 0.63916 | 0.63916 | 0.68603 | 0.67108
2 | 14 | 3 | 187.9 | 237 | 237 | 332.3 | 342.4 | 2024-02-14 03:00 | 0.56207 | 0.64542 | 0.64542 | 0.66794 | 0.66719
2 | 14 | 4 | 185.1 | 238.8 | 238.8 | 328.1 | 334.5 | 2024-02-14 04:00 | 0.55369 | 0.65033 | 0.65033 | 0.6595 | 0.65179
2 | 14 | 5 | 183.1 | 245.1 | 245.1 | 331.5 | 344.4 | 2024-02-14 05:00 | 0.54771 | 0.66748 | 0.66748 | 0.66633 | 0.67108
2 | 14 | 6 | 196.3 | 259.1 | 259.1 | 307.8 | 376.6 | 2024-02-14 06:00 | 0.5872 | 0.70561 | 0.70561 | 0.61869 | 0.73383
2 | 14 | 7 | 198.1 | 247 | 247 | 340.8 | 338.4 | 2024-02-14 07:00 | 0.59258 | 0.67266 | 0.67266 | 0.68503 | 0.65939
2 | 14 | 8 | 121.1 | 187.1 | 187.1 | 325.8 | 323 | 2024-02-14 08:00 | 0.36225 | 0.50953 | 0.50953 | 0.65487 | 0.62938
2 | 14 | 9 | 107.4 | 187.2 | 187.2 | 307 | 322.7 | 2024-02-14 09:00 | 0.32127 | 0.5098 | 0.5098 | 0.61709 | 0.6288
2 | 14 | 10 | 116.3 | 180.1 | 180.1 | 298 | 318.2 | 2024-02-14 10:00 | 0.34789 | 0.49047 | 0.49047 | 0.59899 | 0.62003
2 | 14 | 11 | 112.7 | 187.8 | 187.8 | 289 | 324.8 | 2024-02-14 11:00 | 0.33712 | 0.51144 | 0.51144 | 0.5809 | 0.63289
2 | 14 | 12 | 112.3 | 186.3 | 186.3 | 315 | 334.9 | 2024-02-14 12:00 | 0.33593 | 0.50735 | 0.50735 | 0.63317 | 0.65257
2 | 14 | 13 | 111.7 | 185.5 | 185.5 | 332 | 343.2 | 2024-02-14 13:00 | 0.33413 | 0.50517 | 0.50517 | 0.66734 | 0.66875
2 | 14 | 14 | 111.1 | 185.2 | 185.2 | 333 | 349.5 | 2024-02-14 14:00 | 0.33234 | 0.50436 | 0.50436 | 0.66935 | 0.68102
2 | 14 | 15 | 152.3 | 184.1 | 184.1 | 336 | 345.9 | 2024-02-14 15:00 | 0.45558 | 0.50136 | 0.50136 | 0.67538 | 0.67401
2 | 14 | 16 | 154.8 | 219.8 | 219.8 | 339 | 367.9 | 2024-02-14 16:00 | 0.46306 | 0.59858 | 0.59858 | 0.68141 | 0.71687
2 | 14 | 17 | 179.6 | 234 | 234 | 351.6 | 376.4 | 2024-02-14 17:00 | 0.53724 | 0.63725 | 0.63725 | 0.70673 | 0.73344
2 | 14 | 18 | 207.7 | 254.5 | 254.5 | 357.1 | 387.9 | 2024-02-14 18:00 | 0.6213 | 0.69308 | 0.69308 | 0.71779 | 0.75585
2 | 14 | 19 | 236.4 | 266.15 | 266.15 | 412.6 | 460.3 | 2024-02-14 19:00 | 0.70715 | 0.72481 | 0.72481 | 0.82935 | 0.89692
2 | 14 | 20 | 239.025 | 263.9 | 263.9 | 407.6 | 468 | 2024-02-14 20:00 | 0.715 | 0.71868 | 0.71868 | 0.8193 | 0.91193
2 | 14 | 21 | 243.2 | 270.7 | 270.7 | 426.6 | 460.4 | 2024-02-14 21:00 | 0.72749 | 0.7372 | 0.7372 | 0.85749 | 0.89712
2 | 14 | 22 | 241.8 | 282.9 | 282.9 | 393.6 | 447.3 | 2024-02-14 22:00 | 0.7233 | 0.77042 | 0.77042 | 0.79116 | 0.87159
2 | 14 | 23 | 220.3 | 271.3 | 271.3 | 402.9 | 438.2 | 2024-02-14 23:00 | 0.65899 | 0.73883 | 0.73883 | 0.80985 | 0.85386
2 | 15 | 0 | 198.1 | 241.8 | 241.8 | 337.4 | 377.9 | 2024-02-15 | 0.59258 | 0.6585 | 0.6585 | 0.67819 | 0.73636
2 | 15 | 1 | 198.1 | 249 | 249 | 338.4 | 367 | 2024-02-15 01:00 | 0.59258 | 0.6781 | 0.6781 | 0.6802 | 0.71512
2 | 15 | 2 | 191.6 | 241.3 | 241.3 | 338.5 | 350.4 | 2024-02-15 02:00 | 0.57314 | 0.65714 | 0.65714 | 0.6804 | 0.68277
2 | 15 | 3 | 183 | 234.3 | 234.3 | 342.8 | 341.3 | 2024-02-15 03:00 | 0.54741 | 0.63807 | 0.63807 | 0.68905 | 0.66504
2 | 15 | 4 | 188.4 | 231.6 | 231.6 | 327.1 | 336.8 | 2024-02-15 04:00 | 0.56357 | 0.63072 | 0.63072 | 0.65749 | 0.65627
2 | 15 | 5 | 188.5 | 237.6 | 237.6 | 343.1 | 344 | 2024-02-15 05:00 | 0.56386 | 0.64706 | 0.64706 | 0.68965 | 0.6703
2 | 15 | 6 | 191.4 | 192.7 | 192.7 | 349.4 | 384.9 | 2024-02-15 06:00 | 0.57254 | 0.52478 | 0.52478 | 0.70231 | 0.75
2 | 15 | 7 | 192.3 | 146.7 | 146.7 | 339.7 | 360.7 | 2024-02-15 07:00 | 0.57523 | 0.39951 | 0.39951 | 0.68281 | 0.70284
2 | 15 | 8 | 113.9 | 146.1 | 146.1 | 332.6 | 350.8 | 2024-02-15 08:00 | 0.34071 | 0.39788 | 0.39788 | 0.66854 | 0.68355
2 | 15 | 9 | 121.1 | 144.3 | 144.3 | 331.2 | 331.3 | 2024-02-15 09:00 | 0.36225 | 0.39297 | 0.39297 | 0.66573 | 0.64556
2 | 15 | 10 | 118.4 | 142.3 | 142.3 | 331.7 | 324.7 | 2024-02-15 10:00 | 0.35417 | 0.38753 | 0.38753 | 0.66673 | 0.6327
2 | 15 | 11 | 119.2 | 145.5 | 145.5 | 323.1 | 330.8 | 2024-02-15 11:00 | 0.35657 | 0.39624 | 0.39624 | 0.64945 | 0.64458
2 | 15 | 12 | 122.1 | 145.3 | 145.3 | 339.1 | 298.7 | 2024-02-15 12:00 | 0.36524 | 0.3957 | 0.3957 | 0.68161 | 0.58203
2 | 15 | 13 | 118.1 | 144.2 | 144.2 | 322 | 343.9 | 2024-02-15 13:00 | 0.35328 | 0.3927 | 0.3927 | 0.64724 | 0.67011
2 | 15 | 14 | 153 | 143.7 | 143.7 | 326 | 344.8 | 2024-02-15 14:00 | 0.45767 | 0.39134 | 0.39134 | 0.65528 | 0.67186
2 | 15 | 15 | 164.2 | 148.9 | 148.9 | 321.8 | 360.3 | 2024-02-15 15:00 | 0.49118 | 0.4055 | 0.4055 | 0.64683 | 0.70207
2 | 15 | 16 | 161.3 | 150.8 | 150.8 | 336.8 | 348.4 | 2024-02-15 16:00 | 0.4825 | 0.41068 | 0.41068 | 0.67698 | 0.67888
2 | 15 | 17 | 185 | 191.8 | 191.8 | 351.5 | 384.6 | 2024-02-15 17:00 | 0.5534 | 0.52233 | 0.52233 | 0.70653 | 0.74942
2 | 15 | 18 | 207.4 | 211.5 | 211.5 | 381.4 | 428.95 | 2024-02-15 18:00 | 0.6204 | 0.57598 | 0.57598 | 0.76663 | 0.83583
2 | 15 | 19 | 240.9 | 226.5 | 226.5 | 406.1 | 476.3 | 2024-02-15 19:00 | 0.72061 | 0.61683 | 0.61683 | 0.81628 | 0.9281
2 | 15 | 20 | 228.25 | 236.7 | 236.7 | 416.1 | 474.2 | 2024-02-15 20:00 | 0.68277 | 0.64461 | 0.64461 | 0.83638 | 0.92401
2 | 15 | 21 | 229.95 | 235.8 | 235.8 | 425 | 471 | 2024-02-15 21:00 | 0.68786 | 0.64216 | 0.64216 | 0.85427 | 0.91777
2 | 15 | 22 | 217.3 | 234.5 | 234.5 | 413.4 | 467.1 | 2024-02-15 22:00 | 0.65001 | 0.63862 | 0.63862 | 0.83095 | 0.91017
2 | 15 | 23 | 219.9 | 234.6 | 234.6 | 399.7 | 424.8 | 2024-02-15 23:00 | 0.65779 | 0.63889 | 0.63889 | 0.80342 | 0.82775
2 | 16 | 0 | 207.4 | 234.6 | 234.6 | 339.5 | 395.3 | 2024-02-16 | 0.6204 | 0.63889 | 0.63889 | 0.68241 | 0.77027
2 | 16 | 1 | 189.1 | 214.1 | 214.1 | 326.5 | 388.9 | 2024-02-16 01:00 | 0.56566 | 0.58306 | 0.58306 | 0.65628 | 0.75779
2 | 16 | 2 | 186.3 | 206.9 | 206.9 | 323.6 | 374.8 | 2024-02-16 02:00 | 0.55728 | 0.56345 | 0.56345 | 0.65045 | 0.73032
2 | 16 | 3 | 188.3 | 199.5 | 199.5 | 310.1 | 352.9 | 2024-02-16 03:00 | 0.56327 | 0.5433 | 0.5433 | 0.62332 | 0.68765
2 | 16 | 4 | 195.9 | 187.4 | 187.4 | 310.2 | 339.6 | 2024-02-16 04:00 | 0.586 | 0.51035 | 0.51035 | 0.62352 | 0.66173
2 | 16 | 5 | 207.2 | 193.3 | 193.3 | 315.2 | 355.1 | 2024-02-16 05:00 | 0.6198 | 0.52642 | 0.52642 | 0.63357 | 0.69193
2 | 16 | 6 | 144.6 | 202.8 | 202.8 | 332.2 | 385.3 | 2024-02-16 06:00 | 0.43255 | 0.55229 | 0.55229 | 0.66774 | 0.75078
2 | 16 | 7 | 134.9 | 157.3 | 157.3 | 282.5 | 342.8 | 2024-02-16 07:00 | 0.40353 | 0.42838 | 0.42838 | 0.56784 | 0.66797
2 | 16 | 8 | 112.8 | 144 | 144 | 299.1 | 314.7 | 2024-02-16 08:00 | 0.33742 | 0.39216 | 0.39216 | 0.60121 | 0.61321
2 | 16 | 9 | 115.8 | 143.1 | 143.1 | 316.6 | 310.1 | 2024-02-16 09:00 | 0.3464 | 0.38971 | 0.38971 | 0.63638 | 0.60425
2 | 16 | 10 | 119.2 | 144.1 | 144.1 | 326 | 317.6 | 2024-02-16 10:00 | 0.35657 | 0.39243 | 0.39243 | 0.65528 | 0.61886
2 | 16 | 11 | 111.8 | 144.2 | 144.2 | 292.1 | 311.3 | 2024-02-16 11:00 | 0.33443 | 0.3927 | 0.3927 | 0.58714 | 0.60659
2 | 16 | 12 | 113.2 | 144.4 | 144.4 | 288.2 | 317.1 | 2024-02-16 12:00 | 0.33862 | 0.39325 | 0.39325 | 0.5793 | 0.61789
2 | 16 | 13 | 39.8 | 149 | 149 | 300.2 | 321.9 | 2024-02-16 13:00 | 0.11905 | 0.40577 | 0.40577 | 0.60342 | 0.62724
2 | 16 | 14 | 51.8 | 151.1 | 151.1 | 295.5 | 316.2 | 2024-02-16 14:00 | 0.15495 | 0.41149 | 0.41149 | 0.59397 | 0.61613
2 | 16 | 15 | 38.5 | 149.1 | 149.1 | 293.5 | 329.4 | 2024-02-16 15:00 | 0.11517 | 0.40605 | 0.40605 | 0.58995 | 0.64186
2 | 16 | 16 | 65.9 | 149.7 | 149.7 | 292.5 | 357.6 | 2024-02-16 16:00 | 0.19713 | 0.40768 | 0.40768 | 0.58794 | 0.6968
2 | 16 | 17 | 68.4 | 150.7 | 150.7 | 305.6 | 360.5 | 2024-02-16 17:00 | 0.20461 | 0.4104 | 0.4104 | 0.61427 | 0.70246
2 | 16 | 18 | 197.2 | 233.7 | 233.7 | 340.7 | 406.2 | 2024-02-16 18:00 | 0.58989 | 0.63644 | 0.63644 | 0.68482 | 0.7915
2 | 16 | 19 | 223.65 | 244.8 | 244.8 | 402.6 | 460.6 | 2024-02-16 19:00 | 0.66901 | 0.66667 | 0.66667 | 0.80925 | 0.89751
2 | 16 | 20 | 238.9 | 246.9 | 246.9 | 403.9 | 485.5 | 2024-02-16 20:00 | 0.71463 | 0.67239 | 0.67239 | 0.81186 | 0.94602
2 | 16 | 21 | 237.8 | 255.8 | 255.8 | 405 | 439.6 | 2024-02-16 21:00 | 0.71134 | 0.69662 | 0.69662 | 0.81407 | 0.85659
2 | 16 | 22 | 224.6 | 242.5 | 242.5 | 390.5 | 452.3 | 2024-02-16 22:00 | 0.67185 | 0.6604 | 0.6604 | 0.78492 | 0.88133
2 | 16 | 23 | 222.6 | 231 | 231 | 365 | 441 | 2024-02-16 23:00 | 0.66587 | 0.62908 | 0.62908 | 0.73367 | 0.85931
2 | 17 | 0 | 205.1 | 213.7 | 213.7 | 368.3 | 386.7 | 2024-02-17 | 0.61352 | 0.58197 | 0.58197 | 0.7403 | 0.75351
2 | 17 | 1 | 204 | 188.3 | 188.3 | 351.8 | 375.4 | 2024-02-17 01:00 | 0.61023 | 0.5128 | 0.5128 | 0.70714 | 0.73149
2 | 17 | 2 | 204 | 185.2 | 185.2 | 344.8 | 358.7 | 2024-02-17 02:00 | 0.61023 | 0.50436 | 0.50436 | 0.69307 | 0.69895
2 | 17 | 3 | 202.3 | 183.2 | 183.2 | 338.8 | 361.8 | 2024-02-17 03:00 | 0.60515 | 0.49891 | 0.49891 | 0.68101 | 0.70499
2 | 17 | 4 | 204.9 | 182.9 | 182.9 | 337.8 | 356.7 | 2024-02-17 04:00 | 0.61292 | 0.49809 | 0.49809 | 0.67899 | 0.69505
2 | 17 | 5 | 195.5 | 183.8 | 183.8 | 340.8 | 368.3 | 2024-02-17 05:00 | 0.5848 | 0.50054 | 0.50054 | 0.68503 | 0.71765
2 | 17 | 6 | 204.9 | 207.1 | 207.1 | 375.8 | 388.6 | 2024-02-17 06:00 | 0.61292 | 0.564 | 0.564 | 0.75538 | 0.75721
2 | 17 | 7 | 189.3 | 139.3 | 139.3 | 353.3 | 326.6 | 2024-02-17 07:00 | 0.56626 | 0.37936 | 0.37936 | 0.71015 | 0.6364
2 | 17 | 8 | 138.6 | 137.1 | 137.1 | 339.3 | 324.3 | 2024-02-17 08:00 | 0.4146 | 0.37337 | 0.37337 | 0.68201 | 0.63192
2 | 17 | 9 | 116.3 | 134.8 | 134.8 | 324.3 | 325 | 2024-02-17 09:00 | 0.34789 | 0.3671 | 0.3671 | 0.65186 | 0.63328
2 | 17 | 10 | 121.5 | 129.9 | 129.9 | 312.3 | 308 | 2024-02-17 10:00 | 0.36345 | 0.35376 | 0.35376 | 0.62774 | 0.60016
2 | 17 | 11 | 122.6 | 124.3 | 124.3 | 320.3 | 309 | 2024-02-17 11:00 | 0.36674 | 0.33851 | 0.33851 | 0.64382 | 0.6021
2 | 17 | 12 | 123.7 | 141.4 | 141.4 | 325.3 | 311.3 | 2024-02-17 12:00 | 0.37003 | 0.38508 | 0.38508 | 0.65387 | 0.60659
2 | 17 | 13 | 123.9 | 140.8 | 140.8 | 320.3 | 331.4 | 2024-02-17 13:00 | 0.37063 | 0.38344 | 0.38344 | 0.64382 | 0.64575
2 | 17 | 14 | 122.5 | 138 | 138 | 340.3 | 347.3 | 2024-02-17 14:00 | 0.36644 | 0.37582 | 0.37582 | 0.68402 | 0.67673
2 | 17 | 15 | 143 | 134.5 | 134.5 | 347.3 | 363.5 | 2024-02-17 15:00 | 0.42776 | 0.36629 | 0.36629 | 0.69809 | 0.7083
2 | 17 | 16 | 171.8 | 141.7 | 141.7 | 348.8 | 376.5 | 2024-02-17 16:00 | 0.51391 | 0.38589 | 0.38589 | 0.70111 | 0.73363
2 | 17 | 17 | 178.2 | 153.5 | 153.5 | 367.1 | 376 | 2024-02-17 17:00 | 0.53305 | 0.41803 | 0.41803 | 0.73789 | 0.73266
2 | 17 | 18 | 233.2 | 198 | 198 | 367.5 | 400.3 | 2024-02-17 18:00 | 0.69758 | 0.53922 | 0.53922 | 0.73869 | 0.78001
2 | 17 | 19 | 249.4 | 227.3 | 227.3 | 461 | 460 | 2024-02-17 19:00 | 0.74604 | 0.61901 | 0.61901 | 0.92663 | 0.89634
2 | 17 | 20 | 244.8 | 232.1 | 232.1 | 459 | 476.1 | 2024-02-17 20:00 | 0.73228 | 0.63208 | 0.63208 | 0.92261 | 0.92771
2 | 17 | 21 | 240.95 | 227.8 | 227.8 | 464.1 | 485.9 | 2024-02-17 21:00 | 0.72076 | 0.62037 | 0.62037 | 0.93286 | 0.9468
2 | 17 | 22 | 232.95 | 217.3 | 217.3 | 446 | 454.1 | 2024-02-17 22:00 | 0.69683 | 0.59178 | 0.59178 | 0.89648 | 0.88484
2 | 17 | 23 | 222.7 | 221.4 | 221.4 | 415.1 | 431.5 | 2024-02-17 23:00 | 0.66617 | 0.60294 | 0.60294 | 0.83437 | 0.8408
2 | 18 | 0 | 197 | 206.9 | 206.9 | 368.25 | 411.5 | 2024-02-18 | 0.58929 | 0.56345 | 0.56345 | 0.7402 | 0.80183
2 | 18 | 1 | 196 | 206.9 | 206.9 | 359.7 | 390.4 | 2024-02-18 01:00 | 0.5863 | 0.56345 | 0.56345 | 0.72302 | 0.76072
2 | 18 | 2 | 186.6 | 206.8 | 206.8 | 341.7 | 381.4 | 2024-02-18 02:00 | 0.55818 | 0.56318 | 0.56318 | 0.68683 | 0.74318
2 | 18 | 3 | 184.6 | 199.3 | 199.3 | 334.9 | 380.3 | 2024-02-18 03:00 | 0.5522 | 0.54276 | 0.54276 | 0.67317 | 0.74104
2 | 18 | 4 | 184.1 | 199.7 | 199.7 | 332 | 377 | 2024-02-18 04:00 | 0.5507 | 0.54385 | 0.54385 | 0.66734 | 0.73461
2 | 18 | 5 | 185.9 | 194.7 | 194.7 | 344 | 373.4 | 2024-02-18 05:00 | 0.55609 | 0.53023 | 0.53023 | 0.69146 | 0.72759
2 | 18 | 6 | 195.9 | 200.7 | 200.7 | 355 | 402.3 | 2024-02-18 06:00 | 0.586 | 0.54657 | 0.54657 | 0.71357 | 0.7839
2 | 18 | 7 | 178.6 | 152.1 | 152.1 | 324 | 367.5 | 2024-02-18 07:00 | 0.53425 | 0.41422 | 0.41422 | 0.65126 | 0.7161
2 | 18 | 8 | 170.7 | 150.1 | 150.1 | 321.3 | 360.9 | 2024-02-18 08:00 | 0.51062 | 0.40877 | 0.40877 | 0.64583 | 0.70323
2 | 18 | 9 | 169.6 | 142.2 | 142.2 | 306.2 | 359.4 | 2024-02-18 09:00 | 0.50733 | 0.38725 | 0.38725 | 0.61548 | 0.70031
2 | 18 | 10 | 122.5 | 143.2 | 143.2 | 309 | 360.5 | 2024-02-18 10:00 | 0.36644 | 0.38998 | 0.38998 | 0.62111 | 0.70246
2 | 18 | 11 | 119 | 143.2 | 143.2 | 303 | 344.6 | 2024-02-18 11:00 | 0.35597 | 0.38998 | 0.38998 | 0.60905 | 0.67147
2 | 18 | 12 | 118.1 | 146.9 | 146.9 | 299.3 | 373.5 | 2024-02-18 12:00 | 0.35328 | 0.40005 | 0.40005 | 0.60161 | 0.72779
2 | 18 | 13 | 121.5 | 142 | 142 | 294.3 | 372.5 | 2024-02-18 13:00 | 0.36345 | 0.38671 | 0.38671 | 0.59156 | 0.72584
2 | 18 | 14 | 121 | 149.2 | 149.2 | 301.3 | 364.6 | 2024-02-18 14:00 | 0.36195 | 0.40632 | 0.40632 | 0.60563 | 0.71044
2 | 18 | 15 | 158.7 | 150.3 | 150.3 | 302.3 | 382.6 | 2024-02-18 15:00 | 0.47472 | 0.40931 | 0.40931 | 0.60764 | 0.74552
2 | 18 | 16 | 156.6 | 170.3 | 170.3 | 301.3 | 392.3 | 2024-02-18 16:00 | 0.46844 | 0.46378 | 0.46378 | 0.60563 | 0.76442
2 | 18 | 17 | 160.1 | 191.5 | 191.5 | 317 | 393.9 | 2024-02-18 17:00 | 0.47891 | 0.52151 | 0.52151 | 0.63719 | 0.76754
2 | 18 | 18 | 214.2 | 219.9 | 219.9 | 326.6 | 401.6 | 2024-02-18 18:00 | 0.64074 | 0.59886 | 0.59886 | 0.65648 | 0.78254
2 | 18 | 19 | 222.55 | 238.8 | 238.8 | 433.6 | 451.5 | 2024-02-18 19:00 | 0.66572 | 0.65033 | 0.65033 | 0.87156 | 0.87977
2 | 18 | 20 | 239.85 | 246.3 | 246.3 | 437.7 | 465.2 | 2024-02-18 20:00 | 0.71747 | 0.67075 | 0.67075 | 0.8798 | 0.90647
2 | 18 | 21 | 251.5 | 242.8 | 242.8 | 433.6 | 466.4 | 2024-02-18 21:00 | 0.75232 | 0.66122 | 0.66122 | 0.87156 | 0.90881
2 | 18 | 22 | 225.7 | 229.5 | 229.5 | 416.9 | 449 | 2024-02-18 22:00 | 0.67514 | 0.625 | 0.625 | 0.83799 | 0.8749
2 | 18 | 23 | 214.6 | 221 | 221 | 373.3 | 434.9 | 2024-02-18 23:00 | 0.64194 | 0.60185 | 0.60185 | 0.75035 | 0.84743
2 | 19 | 0 | 227.9 | 227 | 227 | 304.6 | 398.9 | 2024-02-19 | 0.68172 | 0.61819 | 0.61819 | 0.61226 | 0.77728
2 | 19 | 1 | 214.7 | 206.2 | 206.2 | 328.5 | 383.7 | 2024-02-19 01:00 | 0.64224 | 0.56155 | 0.56155 | 0.6603 | 0.74766
2 | 19 | 2 | 216.1 | 200 | 200 | 311.3 | 371.6 | 2024-02-19 02:00 | 0.64643 | 0.54466 | 0.54466 | 0.62573 | 0.72408
2 | 19 | 3 | 195.8 | 196.8 | 196.8 | 304.4 | 362.7 | 2024-02-19 03:00 | 0.5857 | 0.53595 | 0.53595 | 0.61186 | 0.70674
2 | 19 | 4 | 190 | 194.8 | 194.8 | 300.7 | 355.7 | 2024-02-19 04:00 | 0.56835 | 0.5305 | 0.5305 | 0.60442 | 0.6931
2 | 19 | 5 | 197.4 | 199.5 | 199.5 | 308.7 | 358.7 | 2024-02-19 05:00 | 0.59049 | 0.5433 | 0.5433 | 0.6205 | 0.69895
2 | 19 | 6 | 172.5 | 213.3 | 213.3 | 334.6 | 371.7 | 2024-02-19 06:00 | 0.516 | 0.58088 | 0.58088 | 0.67256 | 0.72428
2 | 19 | 7 | 172.4 | 155.2 | 155.2 | 307.7 | 373.6 | 2024-02-19 07:00 | 0.5157 | 0.42266 | 0.42266 | 0.61849 | 0.72798
2 | 19 | 8 | 120.1 | 154.3 | 154.3 | 290 | 364.9 | 2024-02-19 08:00 | 0.35926 | 0.42021 | 0.42021 | 0.58291 | 0.71103
2 | 19 | 9 | 119.1 | 140.1 | 140.1 | 284 | 358.9 | 2024-02-19 09:00 | 0.35627 | 0.38154 | 0.38154 | 0.57085 | 0.69934
2 | 19 | 10 | 122.2 | 140.6 | 140.6 | 288.6 | 355.9 | 2024-02-19 10:00 | 0.36554 | 0.3829 | 0.3829 | 0.5801 | 0.69349
2 | 19 | 11 | 121.8 | 147 | 147 | 285.6 | 357.9 | 2024-02-19 11:00 | 0.36434 | 0.40033 | 0.40033 | 0.57407 | 0.69739
2 | 19 | 12 | 123 | 144.4 | 144.4 | 296.6 | 360.9 | 2024-02-19 12:00 | 0.36793 | 0.39325 | 0.39325 | 0.59618 | 0.70323
2 | 19 | 13 | 122.7 | 145.1 | 145.1 | 299.6 | 357.9 | 2024-02-19 13:00 | 0.36704 | 0.39515 | 0.39515 | 0.60221 | 0.69739
2 | 19 | 14 | 123 | 148.8 | 148.8 | 312.6 | 362.9 | 2024-02-19 14:00 | 0.36793 | 0.40523 | 0.40523 | 0.62834 | 0.70713
2 | 19 | 15 | 159.7 | 146.9 | 146.9 | 321.6 | 359.9 | 2024-02-19 15:00 | 0.47771 | 0.40005 | 0.40005 | 0.64643 | 0.70129
2 | 19 | 16 | 172.3 | 152.4 | 152.4 | 315.88 | 376.9 | 2024-02-19 16:00 | 0.51541 | 0.41503 | 0.41503 | 0.63493 | 0.73441
2 | 19 | 17 | 164.9 | 151 | 151 | 352.5 | 393.7 | 2024-02-19 17:00 | 0.49327 | 0.41122 | 0.41122 | 0.70854 | 0.76715
2 | 19 | 18 | 222.25 | 231.8 | 231.8 | 403.4 | 412.3 | 2024-02-19 18:00 | 0.66482 | 0.63126 | 0.63126 | 0.81085 | 0.80339
2 | 19 | 19 | 221.85 | 241.2 | 241.2 | 432.2 | 451.8 | 2024-02-19 19:00 | 0.66363 | 0.65686 | 0.65686 | 0.86874 | 0.88036
2 | 19 | 20 | 224.5 | 239.6 | 239.6 | 450.6 | 414.95 | 2024-02-19 20:00 | 0.67155 | 0.65251 | 0.65251 | 0.90573 | 0.80855
2 | 19 | 21 | 225.7 | 240.4 | 240.4 | 428.4 | 419.05 | 2024-02-19 21:00 | 0.67514 | 0.65468 | 0.65468 | 0.86111 | 0.81654
2 | 19 | 22 | 225.3 | 228.6 | 228.6 | 416 | 406.9 | 2024-02-19 22:00 | 0.67395 | 0.62255 | 0.62255 | 0.83618 | 0.79287
2 | 19 | 23 | 215.1 | 218.4 | 218.4 | 385 | 381.3 | 2024-02-19 23:00 | 0.64343 | 0.59477 | 0.59477 | 0.77387 | 0.74299
2 | 20 | 0 | 195.4 | 222.5 | 222.5 | 367.8 | 378.2 | 2024-02-20 | 0.5845 | 0.60594 | 0.60594 | 0.7393 | 0.73694
2 | 20 | 1 | 193 | 203.5 | 203.5 | 386.1 | 364.5 | 2024-02-20 01:00 | 0.57733 | 0.55419 | 0.55419 | 0.77608 | 0.71025
2 | 20 | 2 | 186.3 | 204.5 | 204.5 | 354.3 | 351.6 | 2024-02-20 02:00 | 0.55728 | 0.55692 | 0.55692 | 0.71216 | 0.68511
2 | 20 | 3 | 183.7 | 200.7 | 200.7 | 352.4 | 340.5 | 2024-02-20 03:00 | 0.54951 | 0.54657 | 0.54657 | 0.70834 | 0.66348
2 | 20 | 4 | 181.5 | 197.7 | 197.7 | 348.8 | 332.6 | 2024-02-20 04:00 | 0.54293 | 0.5384 | 0.5384 | 0.70111 | 0.64809
2 | 20 | 5 | 180.9 | 201.7 | 201.7 | 355.7 | 346 | 2024-02-20 05:00 | 0.54113 | 0.54929 | 0.54929 | 0.71497 | 0.6742
2 | 20 | 6 | 196.8 | 207.8 | 207.8 | 371.1 | 339.9 | 2024-02-20 06:00 | 0.58869 | 0.5659 | 0.5659 | 0.74593 | 0.66231
2 | 20 | 7 | 182.1 | 157.9 | 157.9 | 368.4 | 356.8 | 2024-02-20 07:00 | 0.54472 | 0.43001 | 0.43001 | 0.7405 | 0.69525
2 | 20 | 8 | 117.8 | 147.6 | 147.6 | 351.8 | 353.5 | 2024-02-20 08:00 | 0.35238 | 0.40196 | 0.40196 | 0.70714 | 0.68882
2 | 20 | 9 | 111.6 | 148.8 | 148.8 | 343.6 | 344.5 | 2024-02-20 09:00 | 0.33383 | 0.40523 | 0.40523 | 0.69065 | 0.67128
2 | 20 | 10 | 112.5 | 148.1 | 148.1 | 325.3 | 339.5 | 2024-02-20 10:00 | 0.33652 | 0.40332 | 0.40332 | 0.65387 | 0.66154
2 | 20 | 11 | 112.7 | 153.6 | 153.6 | 325.3 | 350.5 | 2024-02-20 11:00 | 0.33712 | 0.4183 | 0.4183 | 0.65387 | 0.68297
2 | 20 | 12 | 116.1 | 150.7 | 150.7 | 333.2 | 355.5 | 2024-02-20 12:00 | 0.34729 | 0.4104 | 0.4104 | 0.66975 | 0.69271
2 | 20 | 13 | 111.5 | 152.4 | 152.4 | 325.9 | 371.5 | 2024-02-20 13:00 | 0.33353 | 0.41503 | 0.41503 | 0.65508 | 0.72389
2 | 20 | 14 | 115.7 | 154.4 | 154.4 | 325.6 | 372.5 | 2024-02-20 14:00 | 0.3461 | 0.42048 | 0.42048 | 0.65447 | 0.72584
2 | 20 | 15 | 166.3 | 121.2 | 121.2 | 341.1 | 370.5 | 2024-02-20 15:00 | 0.49746 | 0.33007 | 0.33007 | 0.68563 | 0.72194
2 | 20 | 16 | 169.8 | 130.4 | 130.4 | 335.4 | 377.5 | 2024-02-20 16:00 | 0.50793 | 0.35512 | 0.35512 | 0.67417 | 0.73558
2 | 20 | 17 | 161.8 | 186.5 | 186.5 | 358.3 | 397.7 | 2024-02-20 17:00 | 0.484 | 0.5079 | 0.5079 | 0.7202 | 0.77494
2 | 20 | 18 | 208.3 | 235.5 | 235.5 | 384.1 | 375.8 | 2024-02-20 18:00 | 0.62309 | 0.64134 | 0.64134 | 0.77206 | 0.73227
2 | 20 | 19 | 249.25 | 243 | 243 | 426.9 | 445.95 | 2024-02-20 19:00 | 0.74559 | 0.66176 | 0.66176 | 0.85809 | 0.86896
2 | 20 | 20 | 233.9 | 243.6 | 243.6 | 455.9 | 470.45 | 2024-02-20 20:00 | 0.69967 | 0.6634 | 0.6634 | 0.91638 | 0.9167
2 | 20 | 21 | 235.5 | 241.4 | 241.4 | 436.8 | 461.3 | 2024-02-20 21:00 | 0.70446 | 0.65741 | 0.65741 | 0.87799 | 0.89887
2 | 20 | 22 | 222.2 | 234.7 | 234.7 | 433 | 443.1 | 2024-02-20 22:00 | 0.66467 | 0.63916 | 0.63916 | 0.87035 | 0.86341
2 | 20 | 23 | 221.8 | 221.5 | 221.5 | 402.1 | 409 | 2024-02-20 23:00 | 0.66348 | 0.60321 | 0.60321 | 0.80824 | 0.79696
2 | 21 | 0 | 185.1 | 240.9 | 240.9 | 383.9 | 388.6 | 2024-02-21 | 0.55369 | 0.65605 | 0.65605 | 0.77166 | 0.75721
2 | 21 | 1 | 187 | 201.9 | 201.9 | 364.7 | 374.7 | 2024-02-21 01:00 | 0.55938 | 0.54984 | 0.54984 | 0.73307 | 0.73012
2 | 21 | 2 | 185.6 | 200.8 | 200.8 | 354.3 | 354.9 | 2024-02-21 02:00 | 0.55519 | 0.54684 | 0.54684 | 0.71216 | 0.69154
2 | 21 | 3 | 191.6 | 195.3 | 195.3 | 356.7 | 347.9 | 2024-02-21 03:00 | 0.57314 | 0.53186 | 0.53186 | 0.71698 | 0.6779
2 | 21 | 4 | 183.1 | 192.4 | 192.4 | 339.6 | 346.9 | 2024-02-21 04:00 | 0.54771 | 0.52397 | 0.52397 | 0.68261 | 0.67595
2 | 21 | 5 | 187.8 | 194.2 | 194.2 | 340.2 | 356.9 | 2024-02-21 05:00 | 0.56177 | 0.52887 | 0.52887 | 0.68382 | 0.69544
2 | 21 | 6 | 200.4 | 200.7 | 200.7 | 350.1 | 379.9 | 2024-02-21 06:00 | 0.59946 | 0.54657 | 0.54657 | 0.70372 | 0.74026
2 | 21 | 7 | 181.7 | 154.7 | 154.7 | 344 | 392.1 | 2024-02-21 07:00 | 0.54352 | 0.4213 | 0.4213 | 0.69146 | 0.76403
2 | 21 | 8 | 120 | 145 | 145 | 335.2 | 350.5 | 2024-02-21 08:00 | 0.35896 | 0.39488 | 0.39488 | 0.67377 | 0.68297
2 | 21 | 9 | 121.1 | 144 | 144 | 348.7 | 350.5 | 2024-02-21 09:00 | 0.36225 | 0.39216 | 0.39216 | 0.7009 | 0.68297
2 | 21 | 10 | 126.6 | 142 | 142 | 323.1 | 354.5 | 2024-02-21 10:00 | 0.3787 | 0.38671 | 0.38671 | 0.64945 | 0.69076
2 | 21 | 11 | 126 | 142.3 | 142.3 | 315 | 361.5 | 2024-02-21 11:00 | 0.37691 | 0.38753 | 0.38753 | 0.63317 | 0.7044
2 | 21 | 12 | 119.6 | 143.7 | 143.7 | 318.1 | 367.5 | 2024-02-21 12:00 | 0.35776 | 0.39134 | 0.39134 | 0.6394 | 0.7161
2 | 21 | 13 | 120.6 | 147.4 | 147.4 | 302.9 | 375.5 | 2024-02-21 13:00 | 0.36075 | 0.40142 | 0.40142 | 0.60884 | 0.73168
2 | 21 | 14 | 120.6 | 0 | 0 | 319.9 | 380.5 | 2024-02-21 14:00 | 0.36075 | 0 | 0 | 0.64302 | 0.74143
2 | 21 | 15 | 122 | 77.5 | 77.5 | 325.9 | 359.5 | 2024-02-21 15:00 | 0.36494 | 0.21106 | 0.21106 | 0.65508 | 0.70051
2 | 21 | 16 | 170.7 | 103.5 | 103.5 | 323.8 | 368.5 | 2024-02-21 16:00 | 0.51062 | 0.28186 | 0.28186 | 0.65085 | 0.71804
2 | 21 | 17 | 207.8 | 159 | 159 | 312.2 | 377.4 | 2024-02-21 17:00 | 0.6216 | 0.43301 | 0.43301 | 0.62754 | 0.73539
2 | 21 | 18 | 219.1 | 176.1 | 176.1 | 358.8 | 399.4 | 2024-02-21 18:00 | 0.6554 | 0.47958 | 0.47958 | 0.72121 | 0.77825
2 | 21 | 19 | 228.3 | 203.5 | 203.5 | 439.7 | 472.2 | 2024-02-21 19:00 | 0.68292 | 0.55419 | 0.55419 | 0.88382 | 0.92011
2 | 21 | 20 | 234.2 | 244.4 | 244.4 | 448.3 | 473.8 | 2024-02-21 20:00 | 0.70057 | 0.66558 | 0.66558 | 0.90111 | 0.92323
2 | 21 | 21 | 227.15 | 245.7 | 245.7 | 457.2 | 470 | 2024-02-21 21:00 | 0.67948 | 0.66912 | 0.66912 | 0.91899 | 0.91582
2 | 21 | 22 | 210 | 225.9 | 225.9 | 411.9 | 443.8 | 2024-02-21 22:00 | 0.62818 | 0.6152 | 0.6152 | 0.82794 | 0.86477
2 | 21 | 23 | 218.1 | 219.9 | 219.9 | 369.4 | 440.8 | 2024-02-21 23:00 | 0.65241 | 0.59886 | 0.59886 | 0.74251 | 0.85892
2 | 22 | 0 | 202.3 | 230.1 | 230.1 | 357.7 | 413.6 | 2024-02-22 | 0.60515 | 0.62663 | 0.62663 | 0.71899 | 0.80592
2 | 22 | 1 | 195.3 | 213.7 | 213.7 | 346.1 | 379 | 2024-02-22 01:00 | 0.58421 | 0.58197 | 0.58197 | 0.69568 | 0.7385
2 | 22 | 2 | 183.2 | 209.5 | 209.5 | 338.1 | 371.6 | 2024-02-22 02:00 | 0.54801 | 0.57053 | 0.57053 | 0.6796 | 0.72408
2 | 22 | 3 | 184.5 | 209.6 | 209.6 | 336.4 | 360.4 | 2024-02-22 03:00 | 0.5519 | 0.57081 | 0.57081 | 0.67618 | 0.70226
2 | 22 | 4 | 184.8 | 206.2 | 206.2 | 334.5 | 361.6 | 2024-02-22 04:00 | 0.5528 | 0.56155 | 0.56155 | 0.67236 | 0.7046
2 | 22 | 5 | 186.1 | 207.3 | 207.3 | 340.5 | 366.7 | 2024-02-22 05:00 | 0.55669 | 0.56454 | 0.56454 | 0.68442 | 0.71454
2 | 22 | 6 | 199.2 | 177 | 177 | 364.5 | 397.3 | 2024-02-22 06:00 | 0.59587 | 0.48203 | 0.48203 | 0.73266 | 0.77416
2 | 22 | 7 | 166.2 | 141.7 | 141.7 | 342.2 | 363.7 | 2024-02-22 07:00 | 0.49716 | 0.38589 | 0.38589 | 0.68784 | 0.70869
2 | 22 | 8 | 110.6 | 146.5 | 146.5 | 348.3 | 350.3 | 2024-02-22 08:00 | 0.33084 | 0.39897 | 0.39897 | 0.7001 | 0.68258
2 | 22 | 9 | 113.3 | 146.6 | 146.6 | 330.7 | 340.6 | 2024-02-22 09:00 | 0.33892 | 0.39924 | 0.39924 | 0.66472 | 0.66368
2 | 22 | 10 | 121.5 | 146.6 | 146.6 | 319.1 | 356.6 | 2024-02-22 10:00 | 0.36345 | 0.39924 | 0.39924 | 0.64141 | 0.69486
2 | 22 | 11 | 120.6 | 137.2 | 137.2 | 319.9 | 357.3 | 2024-02-22 11:00 | 0.36075 | 0.37364 | 0.37364 | 0.64302 | 0.69622
2 | 22 | 12 | 122.3 | 147.5 | 147.5 | 317 | 367.3 | 2024-02-22 12:00 | 0.36584 | 0.40169 | 0.40169 | 0.63719 | 0.71571
2 | 22 | 13 | 126 | 137.9 | 137.9 | 334.6 | 372.6 | 2024-02-22 13:00 | 0.37691 | 0.37554 | 0.37554 | 0.67256 | 0.72603
2 | 22 | 14 | 116.3 | 146.3 | 146.3 | 339.9 | 342.6 | 2024-02-22 14:00 | 0.34789 | 0.39842 | 0.39842 | 0.68322 | 0.66758
2 | 22 | 15 | 163.8 | 148.4 | 148.4 | 344 | 343.3 | 2024-02-22 15:00 | 0.48998 | 0.40414 | 0.40414 | 0.69146 | 0.66894
2 | 22 | 16 | 164.1 | 148.5 | 148.5 | 349.3 | 326.5 | 2024-02-22 16:00 | 0.49088 | 0.40441 | 0.40441 | 0.70211 | 0.6362
2 | 22 | 17 | 189.7 | 146.6 | 146.6 | 342.5 | 348.3 | 2024-02-22 17:00 | 0.56745 | 0.39924 | 0.39924 | 0.68844 | 0.67868
2 | 22 | 18 | 196.9 | 234.9 | 234.9 | 383.8 | 425.4 | 2024-02-22 18:00 | 0.58899 | 0.63971 | 0.63971 | 0.77146 | 0.82892
2 | 22 | 19 | 230.65 | 267.9 | 267.9 | 408.8 | 483.6 | 2024-02-22 19:00 | 0.68995 | 0.72958 | 0.72958 | 0.82171 | 0.94232
2 | 22 | 20 | 228.7 | 256.8 | 256.8 | 428.1 | 473.3 | 2024-02-22 20:00 | 0.68412 | 0.69935 | 0.69935 | 0.8605 | 0.92225
2 | 22 | 21 | 226.2 | 258.9 | 258.9 | 430.2 | 476.1 | 2024-02-22 21:00 | 0.67664 | 0.70507 | 0.70507 | 0.86472 | 0.92771
2 | 22 | 22 | 213.7 | 245.2 | 245.2 | 435.4 | 453.5 | 2024-02-22 22:00 | 0.63925 | 0.66776 | 0.66776 | 0.87518 | 0.88367
2 | 22 | 23 | 207.7 | 235.6 | 235.6 | 403.4 | 429.8 | 2024-02-22 23:00 | 0.6213 | 0.64161 | 0.64161 | 0.81085 | 0.83749
2 | 23 | 0 | 191 | 236.3 | 236.3 | 379.4 | 398.6 | 2024-02-23 | 0.57134 | 0.64352 | 0.64352 | 0.76261 | 0.7767
2 | 23 | 1 | 195 | 235.1 | 235.1 | 364.3 | 390.7 | 2024-02-23 01:00 | 0.58331 | 0.64025 | 0.64025 | 0.73226 | 0.7613
2 | 23 | 2 | 185.9 | 212.1 | 212.1 | 349.4 | 356.5 | 2024-02-23 02:00 | 0.55609 | 0.57761 | 0.57761 | 0.70231 | 0.69466
2 | 23 | 3 | 181.2 | 209.4 | 209.4 | 347.5 | 356.2 | 2024-02-23 03:00 | 0.54203 | 0.57026 | 0.57026 | 0.69849 | 0.69408
2 | 23 | 4 | 180.4 | 210.3 | 210.3 | 348.2 | 357 | 2024-02-23 04:00 | 0.53964 | 0.57271 | 0.57271 | 0.6999 | 0.69564
2 | 23 | 5 | 182.2 | 210.7 | 210.7 | 357.2 | 366.4 | 2024-02-23 05:00 | 0.54502 | 0.5738 | 0.5738 | 0.71799 | 0.71395
2 | 23 | 6 | 146.4 | 225.5 | 225.5 | 375.6 | 385.2 | 2024-02-23 06:00 | 0.43793 | 0.61411 | 0.61411 | 0.75497 | 0.75058
2 | 23 | 7 | 122.4 | 207.2 | 207.2 | 346.3 | 351.2 | 2024-02-23 07:00 | 0.36614 | 0.56427 | 0.56427 | 0.69608 | 0.68433
2 | 23 | 8 | 120.6 | 144.7 | 144.7 | 344.5 | 334.9 | 2024-02-23 08:00 | 0.36075 | 0.39406 | 0.39406 | 0.69246 | 0.65257
2 | 23 | 9 | 121.6 | 157 | 157 | 347.8 | 340.5 | 2024-02-23 09:00 | 0.36375 | 0.42756 | 0.42756 | 0.6991 | 0.66348
2 | 23 | 10 | 115.1 | 160.9 | 160.9 | 331.5 | 341 | 2024-02-23 10:00 | 0.3443 | 0.43818 | 0.43818 | 0.66633 | 0.66446
2 | 23 | 11 | 115 | 162.1 | 162.1 | 327.5 | 406.7 | 2024-02-23 11:00 | 0.344 | 0.44145 | 0.44145 | 0.65829 | 0.79248
2 | 23 | 12 | 115.6 | 160.4 | 160.4 | 340.7 | 341.6 | 2024-02-23 12:00 | 0.3458 | 0.43682 | 0.43682 | 0.68482 | 0.66563
2 | 23 | 13 | 118 | 158.2 | 158.2 | 353.1 | 349.4 | 2024-02-23 13:00 | 0.35298 | 0.43083 | 0.43083 | 0.70975 | 0.68083
2 | 23 | 14 | 119.4 | 159.1 | 159.1 | 356.8 | 370.1 | 2024-02-23 14:00 | 0.35716 | 0.43328 | 0.43328 | 0.71719 | 0.72116
2 | 23 | 15 | 111.9 | 159.6 | 159.6 | 342.8 | 359.1 | 2024-02-23 15:00 | 0.33473 | 0.43464 | 0.43464 | 0.68905 | 0.69973
2 | 23 | 16 | 168.2 | 160.7 | 160.7 | 354.7 | 368.3 | 2024-02-23 16:00 | 0.50314 | 0.43764 | 0.43764 | 0.71296 | 0.71765
2 | 23 | 17 | 170.2 | 159.3 | 159.3 | 370.4 | 390.7 | 2024-02-23 17:00 | 0.50912 | 0.43382 | 0.43382 | 0.74452 | 0.7613
2 | 23 | 18 | 215.7 | 239.1 | 239.1 | 382.1 | 406.1 | 2024-02-23 18:00 | 0.64523 | 0.65114 | 0.65114 | 0.76804 | 0.79131
2 | 23 | 19 | 228.4 | 292.3 | 292.3 | 455.7 | 465.6 | 2024-02-23 19:00 | 0.68322 | 0.79602 | 0.79602 | 0.91598 | 0.90725
2 | 23 | 20 | 232.7 | 291.9 | 291.9 | 464.5 | 476.1 | 2024-02-23 20:00 | 0.69608 | 0.79493 | 0.79493 | 0.93367 | 0.92771
2 | 23 | 21 | 231.2 | 287.4 | 287.4 | 460.6 | 481.65 | 2024-02-23 21:00 | 0.69159 | 0.78268 | 0.78268 | 0.92583 | 0.93852
2 | 23 | 22 | 233.6 | 275 | 275 | 454.9 | 454.4 | 2024-02-23 22:00 | 0.69877 | 0.74891 | 0.74891 | 0.91437 | 0.88542
2 | 23 | 23 | 229.4 | 249.1 | 249.1 | 438.58 | 412.3 | 2024-02-23 23:00 | 0.68621 | 0.67838 | 0.67838 | 0.88157 | 0.80339
2 | 24 | 0 | 208.5 | 245.4 | 245.4 | 395.3 | 395 | 2024-02-24 | 0.62369 | 0.6683 | 0.6683 | 0.79457 | 0.76968
2 | 24 | 1 | 195.5 | 226.6 | 226.6 | 376.3 | 390.6 | 2024-02-24 01:00 | 0.5848 | 0.6171 | 0.6171 | 0.75638 | 0.76111
2 | 24 | 2 | 189.6 | 229.4 | 229.4 | 366.3 | 366 | 2024-02-24 02:00 | 0.56716 | 0.62473 | 0.62473 | 0.73628 | 0.71317
2 | 24 | 3 | 185.3 | 224.6 | 224.6 | 357.3 | 359.5 | 2024-02-24 03:00 | 0.55429 | 0.61166 | 0.61166 | 0.71819 | 0.70051
2 | 24 | 4 | 181.3 | 218.9 | 218.9 | 357.3 | 357 | 2024-02-24 04:00 | 0.54233 | 0.59613 | 0.59613 | 0.71819 | 0.69564
2 | 24 | 5 | 184.9 | 220.4 | 220.4 | 367.4 | 365.3 | 2024-02-24 05:00 | 0.5531 | 0.60022 | 0.60022 | 0.73849 | 0.71181
2 | 24 | 6 | 190.2 | 239.1 | 239.1 | 391.3 | 390.3 | 2024-02-24 06:00 | 0.56895 | 0.65114 | 0.65114 | 0.78653 | 0.76052
2 | 24 | 7 | 178.7 | 190 | 190 | 358.3 | 370.1 | 2024-02-24 07:00 | 0.53455 | 0.51743 | 0.51743 | 0.7202 | 0.72116
2 | 24 | 8 | 118.6 | 189.7 | 189.7 | 320.2 | 356.8 | 2024-02-24 08:00 | 0.35477 | 0.51661 | 0.51661 | 0.64362 | 0.69525
2 | 24 | 9 | 108 | 189.9 | 189.9 | 323.5 | 352.8 | 2024-02-24 09:00 | 0.32306 | 0.51716 | 0.51716 | 0.65025 | 0.68745
2 | 24 | 10 | 106.8 | 183.7 | 183.7 | 333.8 | 352.8 | 2024-02-24 10:00 | 0.31947 | 0.50027 | 0.50027 | 0.67095 | 0.68745
2 | 24 | 11 | 115.6 | 187 | 187 | 346.9 | 354.8 | 2024-02-24 11:00 | 0.3458 | 0.50926 | 0.50926 | 0.69729 | 0.69135
2 | 24 | 12 | 112.3 | 184 | 184 | 345.8 | 349.8 | 2024-02-24 12:00 | 0.33593 | 0.50109 | 0.50109 | 0.69508 | 0.68161
2 | 24 | 13 | 114.6 | 184.9 | 184.9 | 341.9 | 360.8 | 2024-02-24 13:00 | 0.34281 | 0.50354 | 0.50354 | 0.68724 | 0.70304
2 | 24 | 14 | 118.4 | 181.3 | 181.3 | 345.9 | 366.8 | 2024-02-24 14:00 | 0.35417 | 0.49374 | 0.49374 | 0.69528 | 0.71473
2 | 24 | 15 | 111 | 185.2 | 185.2 | 341.9 | 377.3 | 2024-02-24 15:00 | 0.33204 | 0.50436 | 0.50436 | 0.68724 | 0.73519
2 | 24 | 16 | 164.8 | 184.4 | 184.4 | 363 | 391.4 | 2024-02-24 16:00 | 0.49297 | 0.50218 | 0.50218 | 0.72965 | 0.76267
2 | 24 | 17 | 182.8 | 185.1 | 185.1 | 342.9 | 398.7 | 2024-02-24 17:00 | 0.54681 | 0.50408 | 0.50408 | 0.68925 | 0.77689
2 | 24 | 18 | 212.1 | 240.1 | 240.1 | 364.8 | 424.4 | 2024-02-24 18:00 | 0.63446 | 0.65387 | 0.65387 | 0.73327 | 0.82697
2 | 24 | 19 | 231.2 | 288 | 288 | 456.8 | 472.6 | 2024-02-24 19:00 | 0.69159 | 0.78431 | 0.78431 | 0.91819 | 0.92089
2 | 24 | 20 | 233.8 | 281.3 | 281.3 | 459.8 | 484.6 | 2024-02-24 20:00 | 0.69937 | 0.76607 | 0.76607 | 0.92422 | 0.94427
2 | 24 | 21 | 225 | 284.8 | 284.8 | 457.7 | 469.7 | 2024-02-24 21:00 | 0.67305 | 0.7756 | 0.7756 | 0.92 | 0.91524
2 | 24 | 22 | 225 | 271.8 | 271.8 | 441.2 | 457.9 | 2024-02-24 22:00 | 0.67305 | 0.7402 | 0.7402 | 0.88683 | 0.89224
2 | 24 | 23 | 211.1 | 260.3 | 260.3 | 415.1 | 456.8 | 2024-02-24 23:00 | 0.63147 | 0.70888 | 0.70888 | 0.83437 | 0.8901
2 | 25 | 0 | 199.6 | 243.3 | 243.3 | 347.3 | 398.1 | 2024-02-25 | 0.59707 | 0.66258 | 0.66258 | 0.69809 | 0.77572
2 | 25 | 1 | 196.3 | 237.8 | 237.8 | 360.3 | 385.9 | 2024-02-25 01:00 | 0.5872 | 0.6476 | 0.6476 | 0.72422 | 0.75195
2 | 25 | 2 | 193.4 | 222.6 | 222.6 | 359.3 | 371.9 | 2024-02-25 02:00 | 0.57852 | 0.60621 | 0.60621 | 0.72221 | 0.72467
2 | 25 | 3 | 197.4 | 217.5 | 217.5 | 354.3 | 359.9 | 2024-02-25 03:00 | 0.59049 | 0.59232 | 0.59232 | 0.71216 | 0.70129
2 | 25 | 4 | 185.7 | 210.5 | 210.5 | 363.3 | 356.9 | 2024-02-25 04:00 | 0.55549 | 0.57326 | 0.57326 | 0.73025 | 0.69544
2 | 25 | 5 | 181.8 | 218.4 | 218.4 | 373.3 | 364.9 | 2024-02-25 05:00 | 0.54382 | 0.59477 | 0.59477 | 0.75035 | 0.71103
2 | 25 | 6 | 167.9 | 227.6 | 227.6 | 376.3 | 395.9 | 2024-02-25 06:00 | 0.50224 | 0.61983 | 0.61983 | 0.75638 | 0.77143
2 | 25 | 7 | 166.5 | 193.2 | 193.2 | 368.3 | 366.1 | 2024-02-25 07:00 | 0.49806 | 0.52614 | 0.52614 | 0.7403 | 0.71337
2 | 25 | 8 | 113.9 | 187.9 | 187.9 | 354.1 | 382.4 | 2024-02-25 08:00 | 0.34071 | 0.51171 | 0.51171 | 0.71176 | 0.74513
2 | 25 | 9 | 118.3 | 184.7 | 184.7 | 338.3 | 356 | 2024-02-25 09:00 | 0.35387 | 0.503 | 0.503 | 0.68 | 0.69369
2 | 25 | 10 | 118.8 | 186.6 | 186.6 | 344 | 359.5 | 2024-02-25 10:00 | 0.35537 | 0.50817 | 0.50817 | 0.69146 | 0.70051
2 | 25 | 11 | 128.9 | 186.7 | 186.7 | 339.9 | 355.5 | 2024-02-25 11:00 | 0.38558 | 0.50844 | 0.50844 | 0.68322 | 0.69271
2 | 25 | 12 | 129.9 | 165.5 | 165.5 | 336.2 | 378.5 | 2024-02-25 12:00 | 0.38857 | 0.45071 | 0.45071 | 0.67578 | 0.73753
2 | 25 | 13 | 123.8 | 187.9 | 187.9 | 332.3 | 363.5 | 2024-02-25 13:00 | 0.37033 | 0.51171 | 0.51171 | 0.66794 | 0.7083
2 | 25 | 14 | 125.5 | 184.8 | 184.8 | 345.2 | 380.5 | 2024-02-25 14:00 | 0.37541 | 0.50327 | 0.50327 | 0.69387 | 0.74143
2 | 25 | 15 | 187.6 | 184.5 | 184.5 | 342.6 | 371.5 | 2024-02-25 15:00 | 0.56117 | 0.50245 | 0.50245 | 0.68864 | 0.72389
2 | 25 | 16 | 164.3 | 181 | 181 | 362.3 | 376.1 | 2024-02-25 16:00 | 0.49147 | 0.49292 | 0.49292 | 0.72824 | 0.73285
2 | 25 | 17 | 199.3 | 178.3 | 178.3 | 361.3 | 365.1 | 2024-02-25 17:00 | 0.59617 | 0.48557 | 0.48557 | 0.72623 | 0.71142
2 | 25 | 18 | 211.4 | 209.9 | 209.9 | 377.9 | 390.1 | 2024-02-25 18:00 | 0.63237 | 0.57162 | 0.57162 | 0.7596 | 0.76013
2 | 25 | 19 | 234.85 | 249.7 | 249.7 | 439.1 | 442.4 | 2024-02-25 19:00 | 0.70251 | 0.68001 | 0.68001 | 0.88261 | 0.86204
2 | 25 | 20 | 225.4 | 253.9 | 253.9 | 441.1 | 445.9 | 2024-02-25 20:00 | 0.67424 | 0.69145 | 0.69145 | 0.88663 | 0.86886
2 | 25 | 21 | 239 | 260.6 | 260.6 | 445.8 | 446 | 2024-02-25 21:00 | 0.71493 | 0.70969 | 0.70969 | 0.89608 | 0.86906
2 | 25 | 22 | 234 | 263.8 | 263.8 | 430 | 429.1 | 2024-02-25 22:00 | 0.69997 | 0.71841 | 0.71841 | 0.86432 | 0.83613
2 | 25 | 23 | 230.6 | 231.7 | 231.7 | 414.9 | 436.2 | 2024-02-25 23:00 | 0.6898 | 0.63099 | 0.63099 | 0.83397 | 0.84996
2 | 26 | 0 | 211.5 | 219.4 | 219.4 | 299.8 | 406 | 2024-02-26 | 0.63267 | 0.59749 | 0.59749 | 0.60261 | 0.79111
2 | 26 | 1 | 193.6 | 211 | 211 | 356.3 | 398.5 | 2024-02-26 01:00 | 0.57912 | 0.57462 | 0.57462 | 0.71618 | 0.7765
2 | 26 | 2 | 179.4 | 213 | 213 | 343.3 | 372.5 | 2024-02-26 02:00 | 0.53664 | 0.58007 | 0.58007 | 0.69005 | 0.72584
2 | 26 | 3 | 180.2 | 209.7 | 209.7 | 339.3 | 368 | 2024-02-26 03:00 | 0.53904 | 0.57108 | 0.57108 | 0.68201 | 0.71707
2 | 26 | 4 | 187.1 | 211.7 | 211.7 | 343.3 | 364 | 2024-02-26 04:00 | 0.55968 | 0.57653 | 0.57653 | 0.69005 | 0.70928
2 | 26 | 5 | 188.4 | 213 | 213 | 338.5 | 375.6 | 2024-02-26 05:00 | 0.56357 | 0.58007 | 0.58007 | 0.6804 | 0.73188
2 | 26 | 6 | 190.4 | 218.2 | 218.2 | 365.2 | 387.6 | 2024-02-26 06:00 | 0.56955 | 0.59423 | 0.59423 | 0.73407 | 0.75526
2 | 26 | 7 | 140.1 | 178 | 178 | 348.9 | 381.8 | 2024-02-26 07:00 | 0.41908 | 0.48475 | 0.48475 | 0.70131 | 0.74396
2 | 26 | 8 | 125.2 | 185.3 | 185.3 | 330.8 | 356.3 | 2024-02-26 08:00 | 0.37451 | 0.50463 | 0.50463 | 0.66492 | 0.69427
2 | 26 | 9 | 125.3 | 181 | 181 | 309.9 | 360.1 | 2024-02-26 09:00 | 0.37481 | 0.49292 | 0.49292 | 0.62291 | 0.70168
2 | 26 | 10 | 124.3 | 174.2 | 174.2 | 313.6 | 362.5 | 2024-02-26 10:00 | 0.37182 | 0.4744 | 0.4744 | 0.63035 | 0.70635
2 | 26 | 11 | 126.4 | 175.9 | 175.9 | 305.9 | 351.5 | 2024-02-26 11:00 | 0.3781 | 0.47903 | 0.47903 | 0.61487 | 0.68492
2 | 26 | 12 | 120.8 | 174.3 | 174.3 | 323.9 | 351.5 | 2024-02-26 12:00 | 0.36135 | 0.47467 | 0.47467 | 0.65106 | 0.68492
2 | 26 | 13 | 121.3 | 176.9 | 176.9 | 331.7 | 347.5 | 2024-02-26 13:00 | 0.36285 | 0.48175 | 0.48175 | 0.66673 | 0.67712
2 | 26 | 14 | 112.4 | 177.8 | 177.8 | 326.8 | 342.5 | 2024-02-26 14:00 | 0.33622 | 0.4842 | 0.4842 | 0.65688 | 0.66738
2 | 26 | 15 | 150.3 | 184.6 | 184.6 | 330.7 | 341.5 | 2024-02-26 15:00 | 0.4496 | 0.50272 | 0.50272 | 0.66472 | 0.66543
2 | 26 | 16 | 158.4 | 185.7 | 185.7 | 322.7 | 360.5 | 2024-02-26 16:00 | 0.47383 | 0.50572 | 0.50572 | 0.64864 | 0.70246
2 | 26 | 17 | 160.2 | 182.7 | 182.7 | 334.2 | 386.7 | 2024-02-26 17:00 | 0.47921 | 0.49755 | 0.49755 | 0.67176 | 0.75351
2 | 26 | 18 | 217.4 | 219.8 | 219.8 | 378.5 | 375.7 | 2024-02-26 18:00 | 0.65031 | 0.59858 | 0.59858 | 0.7608 | 0.73207
2 | 26 | 19 | 238.6 | 286.3 | 286.3 | 434.7 | 457.6 | 2024-02-26 19:00 | 0.71373 | 0.77968 | 0.77968 | 0.87377 | 0.89166
2 | 26 | 20 | 235 | 279.6 | 279.6 | 442.2 | 460.6 | 2024-02-26 20:00 | 0.70296 | 0.76144 | 0.76144 | 0.88884 | 0.89751
2 | 26 | 21 | 224.95 | 276.6 | 276.6 | 442 | 457.4 | 2024-02-26 21:00 | 0.6729 | 0.75327 | 0.75327 | 0.88844 | 0.89127
2 | 26 | 22 | 230.55 | 268.3 | 268.3 | 430.3 | 451.3 | 2024-02-26 22:00 | 0.68965 | 0.73066 | 0.73066 | 0.86492 | 0.87938
2 | 26 | 23 | 225.2 | 245 | 245 | 423.5 | 402.1 | 2024-02-26 23:00 | 0.67365 | 0.66721 | 0.66721 | 0.85126 | 0.78352
2 | 27 | 0 | 193.8 | 223.8 | 223.8 | 365.8 | 378.3 | 2024-02-27 | 0.57972 | 0.60948 | 0.60948 | 0.73528 | 0.73714
2 | 27 | 1 | 193.2 | 222.6 | 222.6 | 360.8 | 344.5 | 2024-02-27 01:00 | 0.57792 | 0.60621 | 0.60621 | 0.72523 | 0.67128
2 | 27 | 2 | 189.2 | 209.4 | 209.4 | 352.9 | 336.5 | 2024-02-27 02:00 | 0.56596 | 0.57026 | 0.57026 | 0.70935 | 0.65569
2 | 27 | 3 | 193 | 211.4 | 211.4 | 342.5 | 328.5 | 2024-02-27 03:00 | 0.57733 | 0.57571 | 0.57571 | 0.68844 | 0.6401
2 | 27 | 4 | 184.3 | 214.9 | 214.9 | 339.9 | 324.5 | 2024-02-27 04:00 | 0.5513 | 0.58524 | 0.58524 | 0.68322 | 0.63231
2 | 27 | 5 | 156.8 | 205.5 | 205.5 | 342.7 | 323.5 | 2024-02-27 05:00 | 0.46904 | 0.55964 | 0.55964 | 0.68884 | 0.63036
2 | 27 | 6 | 210.3 | 219.62 | 219.62 | 362.4 | 330.5 | 2024-02-27 06:00 | 0.62908 | 0.59809 | 0.59809 | 0.72844 | 0.644
2 | 27 | 7 | 141.3 | 175.2 | 175.2 | 346.5 | 334.5 | 2024-02-27 07:00 | 0.42267 | 0.47712 | 0.47712 | 0.69648 | 0.65179
2 | 27 | 8 | 124.1 | 180.7 | 180.7 | 356.6 | 312.7 | 2024-02-27 08:00 | 0.37122 | 0.4921 | 0.4921 | 0.71678 | 0.60931
2 | 27 | 9 | 120.2 | 179.4 | 179.4 | 321.1 | 333.2 | 2024-02-27 09:00 | 0.35956 | 0.48856 | 0.48856 | 0.64543 | 0.64926
2 | 27 | 10 | 119.9 | 179.7 | 179.7 | 319.9 | 350.7 | 2024-02-27 10:00 | 0.35866 | 0.48938 | 0.48938 | 0.64302 | 0.68336
2 | 27 | 11 | 104.5 | 177.6 | 177.6 | 311.1 | 330.4 | 2024-02-27 11:00 | 0.31259 | 0.48366 | 0.48366 | 0.62533 | 0.6438
2 | 27 | 12 | 48 | 174.5 | 174.5 | 323.2 | 340.5 | 2024-02-27 12:00 | 0.14358 | 0.47522 | 0.47522 | 0.64965 | 0.66348
2 | 27 | 13 | 42.1 | 175.6 | 175.6 | 324.1 | 354.5 | 2024-02-27 13:00 | 0.12593 | 0.47821 | 0.47821 | 0.65146 | 0.69076
2 | 27 | 14 | 126.7 | 177.8 | 177.8 | 338.2 | 361.5 | 2024-02-27 14:00 | 0.379 | 0.4842 | 0.4842 | 0.6798 | 0.7044
2 | 27 | 15 | 130.1 | 176.2 | 176.2 | 331 | 368.3 | 2024-02-27 15:00 | 0.38917 | 0.47985 | 0.47985 | 0.66533 | 0.71765
2 | 27 | 16 | 88.6 | 189.3 | 189.3 | 343.8 | 365.3 | 2024-02-27 16:00 | 0.26503 | 0.51552 | 0.51552 | 0.69106 | 0.71181
2 | 27 | 17 | 183.9 | 189.1 | 189.1 | 361.1 | 367.1 | 2024-02-27 17:00 | 0.5501 | 0.51498 | 0.51498 | 0.72583 | 0.71532
2 | 27 | 18 | 214.9 | 201.4 | 201.4 | 330.4 | 401.1 | 2024-02-27 18:00 | 0.64284 | 0.54847 | 0.54847 | 0.66412 | 0.78157
2 | 27 | 19 | 230.6 | 284.7 | 284.7 | 414.8 | 449.3 | 2024-02-27 19:00 | 0.6898 | 0.77533 | 0.77533 | 0.83377 | 0.87549
2 | 27 | 20 | 232.2 | 271.9 | 271.9 | 420.1 | 435.2 | 2024-02-27 20:00 | 0.69459 | 0.74047 | 0.74047 | 0.84442 | 0.84801
2 | 27 | 21 | 224.5 | 265.1 | 265.1 | 421.4 | 448.2 | 2024-02-27 21:00 | 0.67155 | 0.72195 | 0.72195 | 0.84704 | 0.87334
2 | 27 | 22 | 230.5 | 266.3 | 266.3 | 416.5 | 430.9 | 2024-02-27 22:00 | 0.6895 | 0.72522 | 0.72522 | 0.83719 | 0.83963
2 | 27 | 23 | 216.3 | 256 | 256 | 389.1 | 401.2 | 2024-02-27 23:00 | 0.64702 | 0.69717 | 0.69717 | 0.78211 | 0.78176
2 | 28 | 0 | 199.9 | 264.9 | 264.9 | 351.8 | 388.1 | 2024-02-28 | 0.59797 | 0.72141 | 0.72141 | 0.70714 | 0.75624
2 | 28 | 1 | 202.2 | 227.8 | 227.8 | 351.1 | 359.1 | 2024-02-28 01:00 | 0.60485 | 0.62037 | 0.62037 | 0.70573 | 0.69973
2 | 28 | 2 | 203.9 | 221.2 | 221.2 | 339.1 | 348.1 | 2024-02-28 02:00 | 0.60993 | 0.6024 | 0.6024 | 0.68161 | 0.67829
2 | 28 | 3 | 204.2 | 195.9 | 195.9 | 332.1 | 332.1 | 2024-02-28 03:00 | 0.61083 | 0.5335 | 0.5335 | 0.66754 | 0.64712
2 | 28 | 4 | 202.6 | 180.5 | 180.5 | 328.9 | 332.1 | 2024-02-28 04:00 | 0.60604 | 0.49156 | 0.49156 | 0.66111 | 0.64712
2 | 28 | 5 | 205.1 | 111.6 | 111.6 | 330.3 | 345.1 | 2024-02-28 05:00 | 0.61352 | 0.30392 | 0.30392 | 0.66392 | 0.67245
2 | 28 | 6 | 198.2 | 132.5 | 132.5 | 334.3 | 380.1 | 2024-02-28 06:00 | 0.59288 | 0.36084 | 0.36084 | 0.67196 | 0.74065
2 | 28 | 7 | 163.7 | 172.8 | 172.8 | 328.5 | 353 | 2024-02-28 07:00 | 0.48968 | 0.47059 | 0.47059 | 0.6603 | 0.68784
2 | 28 | 8 | 125.5 | 193.1 | 193.1 | 318.1 | 333 | 2024-02-28 08:00 | 0.37541 | 0.52587 | 0.52587 | 0.6394 | 0.64887
2 | 28 | 9 | 125 | 169.1 | 169.1 | 310.7 | 333 | 2024-02-28 09:00 | 0.37392 | 0.46051 | 0.46051 | 0.62452 | 0.64887
2 | 28 | 10 | 126.1 | 172.5 | 172.5 | 311.5 | 348.5 | 2024-02-28 10:00 | 0.37721 | 0.46977 | 0.46977 | 0.62613 | 0.67907
2 | 28 | 11 | 124.3 | 173.3 | 173.3 | 315.4 | 344.5 | 2024-02-28 11:00 | 0.37182 | 0.47195 | 0.47195 | 0.63397 | 0.67128
2 | 28 | 12 | 124.1 | 172.5 | 172.5 | 312.4 | 347.5 | 2024-02-28 12:00 | 0.37122 | 0.46977 | 0.46977 | 0.62794 | 0.67712
2 | 28 | 13 | 124.8 | 168.9 | 168.9 | 316.1 | 350.5 | 2024-02-28 13:00 | 0.37332 | 0.45997 | 0.45997 | 0.63538 | 0.68297
2 | 28 | 14 | 124 | 168.7 | 168.7 | 328.3 | 365.5 | 2024-02-28 14:00 | 0.37092 | 0.45942 | 0.45942 | 0.6599 | 0.7122
2 | 28 | 15 | 125.2 | 177.9 | 177.9 | 323.4 | 354 | 2024-02-28 15:00 | 0.37451 | 0.48448 | 0.48448 | 0.65005 | 0.68979
2 | 28 | 16 | 146.1 | 183.3 | 183.3 | 319.1 | 379.6 | 2024-02-28 16:00 | 0.43703 | 0.49918 | 0.49918 | 0.64141 | 0.73967
2 | 28 | 17 | 165.5 | 238.9 | 238.9 | 329.9 | 390.6 | 2024-02-28 17:00 | 0.49506 | 0.6506 | 0.6506 | 0.66312 | 0.76111
2 | 28 | 18 | 202.6 | 257 | 257 | 343.6 | 411.2 | 2024-02-28 18:00 | 0.60604 | 0.69989 | 0.69989 | 0.69065 | 0.80125
2 | 28 | 19 | 227.8 | 288.6 | 288.6 | 392.5 | 470.2 | 2024-02-28 19:00 | 0.68142 | 0.78595 | 0.78595 | 0.78894 | 0.91621
2 | 28 | 20 | 225.9 | 280.4 | 280.4 | 407.5 | 476.25 | 2024-02-28 20:00 | 0.67574 | 0.76362 | 0.76362 | 0.8191 | 0.928
2 | 28 | 21 | 222.1 | 280.3 | 280.3 | 413 | 468.45 | 2024-02-28 21:00 | 0.66437 | 0.76334 | 0.76334 | 0.83015 | 0.9128
2 | 28 | 22 | 222.2 | 271.3 | 271.3 | 399 | 448.1 | 2024-02-28 22:00 | 0.66467 | 0.73883 | 0.73883 | 0.80201 | 0.87315
2 | 28 | 23 | 226.4 | 253.2 | 253.2 | 399.9 | 420.9 | 2024-02-28 23:00 | 0.67724 | 0.68954 | 0.68954 | 0.80382 | 0.82015
3 | 1 | 0 | 199 | 243.8 | 243.8 | 355.6 | 372.3 | 2024-03-01 | 0.59527 | 0.66394 | 0.66394 | 0.71477 | 0.72545
3 | 1 | 1 | 191.7 | 236.9 | 236.9 | 353.2 | 388.4 | 2024-03-01 01:00 | 0.57344 | 0.64515 | 0.64515 | 0.70995 | 0.75682
3 | 1 | 2 | 196 | 228.6 | 228.6 | 339.2 | 383.3 | 2024-03-01 02:00 | 0.5863 | 0.62255 | 0.62255 | 0.68181 | 0.74688
3 | 1 | 3 | 196.4 | 227.8 | 227.8 | 330.6 | 376.3 | 2024-03-01 03:00 | 0.5875 | 0.62037 | 0.62037 | 0.66452 | 0.73324
3 | 1 | 4 | 196.3 | 231.5 | 231.5 | 329.7 | 368.3 | 2024-03-01 04:00 | 0.5872 | 0.63045 | 0.63045 | 0.66271 | 0.71765
3 | 1 | 5 | 201.1 | 233.4 | 233.4 | 347 | 384 | 2024-03-01 05:00 | 0.60156 | 0.63562 | 0.63562 | 0.69749 | 0.74825
3 | 1 | 6 | 209 | 245.7 | 245.7 | 360 | 409.9 | 2024-03-01 06:00 | 0.62519 | 0.66912 | 0.66912 | 0.72362 | 0.79871
3 | 1 | 7 | 138.6 | 192.5 | 192.5 | 338 | 337.7 | 2024-03-01 07:00 | 0.4146 | 0.52424 | 0.52424 | 0.6794 | 0.65803
3 | 1 | 8 | 127.6 | 192.7 | 192.7 | 328.2 | 365.3 | 2024-03-01 08:00 | 0.38169 | 0.52478 | 0.52478 | 0.6597 | 0.71181
3 | 1 | 9 | 103.9 | 186.2 | 186.2 | 332.1 | 348.6 | 2024-03-01 09:00 | 0.3108 | 0.50708 | 0.50708 | 0.66754 | 0.67927
3 | 1 | 10 | 107.1 | 186.1 | 186.1 | 318.3 | 345.5 | 2024-03-01 10:00 | 0.32037 | 0.50681 | 0.50681 | 0.6398 | 0.67323
3 | 1 | 11 | 32.9 | 186.7 | 186.7 | 311.7 | 332.5 | 2024-03-01 11:00 | 0.098415 | 0.50844 | 0.50844 | 0.62653 | 0.6479
3 | 1 | 12 | 43.6 | 184.8 | 184.8 | 328.1 | 356.5 | 2024-03-01 12:00 | 0.13042 | 0.50327 | 0.50327 | 0.6595 | 0.69466
3 | 1 | 13 | 53.3 | 185.1 | 185.1 | 330.1 | 345.5 | 2024-03-01 13:00 | 0.15944 | 0.50408 | 0.50408 | 0.66352 | 0.67323
3 | 1 | 14 | 120.8 | 178.5 | 178.5 | 326 | 363.5 | 2024-03-01 14:00 | 0.36135 | 0.48611 | 0.48611 | 0.65528 | 0.7083
3 | 1 | 15 | 124.9 | 192.6 | 192.6 | 346.84 | 334 | 2024-03-01 15:00 | 0.37362 | 0.52451 | 0.52451 | 0.69717 | 0.65082
3 | 1 | 16 | 165.8 | 206.4 | 206.4 | 378.3 | 335 | 2024-03-01 16:00 | 0.49596 | 0.56209 | 0.56209 | 0.7604 | 0.65277
3 | 1 | 17 | 168 | 212.9 | 212.9 | 381.2 | 351 | 2024-03-01 17:00 | 0.50254 | 0.57979 | 0.57979 | 0.76623 | 0.68394
3 | 1 | 18 | 207.4 | 262.9 | 262.9 | 386.8 | 390.6 | 2024-03-01 18:00 | 0.6204 | 0.71596 | 0.71596 | 0.77749 | 0.76111
3 | 1 | 19 | 230.2 | 284.7 | 284.7 | 422.3 | 426.2 | 2024-03-01 19:00 | 0.6886 | 0.77533 | 0.77533 | 0.84884 | 0.83048
3 | 1 | 20 | 234.7 | 283.2 | 283.2 | 451.6 | 449.4 | 2024-03-01 20:00 | 0.70206 | 0.77124 | 0.77124 | 0.90774 | 0.87568
3 | 1 | 21 | 229.8 | 282.5 | 282.5 | 449.5 | 420.4 | 2024-03-01 21:00 | 0.68741 | 0.76934 | 0.76934 | 0.90352 | 0.81917
3 | 1 | 22 | 164.1 | 268.4 | 268.4 | 427.9 | 421.6 | 2024-03-01 22:00 | 0.49088 | 0.73094 | 0.73094 | 0.8601 | 0.82151
3 | 1 | 23 | 213.9 | 258.1 | 258.1 | 396.8 | 416.7 | 2024-03-01 23:00 | 0.63984 | 0.70289 | 0.70289 | 0.79759 | 0.81196
3 | 2 | 0 | 217.5 | 245.8 | 245.8 | 351 | 396.8 | 2024-03-02 | 0.65061 | 0.66939 | 0.66939 | 0.70553 | 0.77319
3 | 2 | 1 | 201.9 | 246.4 | 246.4 | 357.2 | 383.4 | 2024-03-02 01:00 | 0.60395 | 0.67102 | 0.67102 | 0.71799 | 0.74708
3 | 2 | 2 | 214.2 | 256 | 256 | 343.6 | 368.4 | 2024-03-02 02:00 | 0.64074 | 0.69717 | 0.69717 | 0.69065 | 0.71785
3 | 2 | 3 | 214.2 | 236.5 | 236.5 | 348.5 | 358.5 | 2024-03-02 03:00 | 0.64074 | 0.64406 | 0.64406 | 0.7005 | 0.69856
3 | 2 | 4 | 207.4 | 229.5 | 229.5 | 339.2 | 348 | 2024-03-02 04:00 | 0.6204 | 0.625 | 0.625 | 0.68181 | 0.6781
3 | 2 | 5 | 213.9 | 232.2 | 232.2 | 353.3 | 353.4 | 2024-03-02 05:00 | 0.63984 | 0.63235 | 0.63235 | 0.71015 | 0.68862
3 | 2 | 6 | 224.3 | 233.7 | 233.7 | 368.9 | 378.7 | 2024-03-02 06:00 | 0.67095 | 0.63644 | 0.63644 | 0.74151 | 0.73792
3 | 2 | 7 | 164.6 | 192.7 | 192.7 | 371 | 353.6 | 2024-03-02 07:00 | 0.49237 | 0.52478 | 0.52478 | 0.74573 | 0.68901
3 | 2 | 8 | 153.1 | 189.9 | 189.9 | 385.1 | 332.3 | 2024-03-02 08:00 | 0.45797 | 0.51716 | 0.51716 | 0.77407 | 0.64751
3 | 2 | 9 | 161.1 | 192.1 | 192.1 | 314.2 | 311.5 | 2024-03-02 09:00 | 0.4819 | 0.52315 | 0.52315 | 0.63156 | 0.60698
3 | 2 | 10 | 159.4 | 186.8 | 186.8 | 315.1 | 307.5 | 2024-03-02 10:00 | 0.47682 | 0.50871 | 0.50871 | 0.63337 | 0.59918
3 | 2 | 11 | 138.9 | 188.5 | 188.5 | 316.1 | 311.5 | 2024-03-02 11:00 | 0.4155 | 0.51334 | 0.51334 | 0.63538 | 0.60698
3 | 2 | 12 | 124.2 | 191.8 | 191.8 | 315.2 | 325.5 | 2024-03-02 12:00 | 0.37152 | 0.52233 | 0.52233 | 0.63357 | 0.63426
3 | 2 | 13 | 125.1 | 185.3 | 185.3 | 320.2 | 334.5 | 2024-03-02 13:00 | 0.37421 | 0.50463 | 0.50463 | 0.64362 | 0.65179
3 | 2 | 14 | 118.1 | 192.5 | 192.5 | 335.3 | 345.5 | 2024-03-02 14:00 | 0.35328 | 0.52424 | 0.52424 | 0.67397 | 0.67323
3 | 2 | 15 | 163 | 189 | 189 | 339.5 | 344.5 | 2024-03-02 15:00 | 0.48759 | 0.51471 | 0.51471 | 0.68241 | 0.67128
3 | 2 | 16 | 167.1 | 202.9 | 202.9 | 365.6 | 361 | 2024-03-02 16:00 | 0.49985 | 0.55256 | 0.55256 | 0.73487 | 0.70343
3 | 2 | 17 | 157.7 | 203.3 | 203.3 | 364.4 | 362 | 2024-03-02 17:00 | 0.47173 | 0.55365 | 0.55365 | 0.73246 | 0.70538
3 | 2 | 18 | 203.5 | 227.6 | 227.6 | 339.1 | 370.8 | 2024-03-02 18:00 | 0.60873 | 0.61983 | 0.61983 | 0.68161 | 0.72253
3 | 2 | 19 | 244.1 | 267.2 | 267.2 | 435.7 | 447.9 | 2024-03-02 19:00 | 0.73018 | 0.72767 | 0.72767 | 0.87578 | 0.87276
3 | 2 | 20 | 265.8 | 286 | 286 | 453.6 | 465.4 | 2024-03-02 20:00 | 0.79509 | 0.77887 | 0.77887 | 0.91176 | 0.90686
3 | 2 | 21 | 261.5 | 285.4 | 285.4 | 441.7 | 462.5 | 2024-03-02 21:00 | 0.78223 | 0.77723 | 0.77723 | 0.88784 | 0.90121
3 | 2 | 22 | 263.9 | 277.5 | 277.5 | 440.4 | 458.5 | 2024-03-02 22:00 | 0.78941 | 0.75572 | 0.75572 | 0.88523 | 0.89341
3 | 2 | 23 | 266.1 | 256 | 256 | 407.3 | 433.8 | 2024-03-02 23:00 | 0.79599 | 0.69717 | 0.69717 | 0.81869 | 0.84528
3 | 3 | 0 | 206.9 | 231.2 | 231.2 | 387.1 | 406.6 | 2024-03-03 | 0.61891 | 0.62963 | 0.62963 | 0.77809 | 0.79228
3 | 3 | 1 | 194.7 | 226 | 226 | 365.1 | 384 | 2024-03-03 01:00 | 0.58241 | 0.61547 | 0.61547 | 0.73387 | 0.74825
3 | 3 | 2 | 188.1 | 231.9 | 231.9 | 355.9 | 372 | 2024-03-03 02:00 | 0.56267 | 0.63154 | 0.63154 | 0.71538 | 0.72486
3 | 3 | 3 | 184.8 | 230.8 | 230.8 | 355.4 | 364 | 2024-03-03 03:00 | 0.5528 | 0.62854 | 0.62854 | 0.71437 | 0.70928
3 | 3 | 4 | 185.3 | 228.8 | 228.8 | 350.5 | 362.9 | 2024-03-03 04:00 | 0.55429 | 0.62309 | 0.62309 | 0.70452 | 0.70713
3 | 3 | 5 | 187.4 | 228.5 | 228.5 | 360.8 | 374.1 | 2024-03-03 05:00 | 0.56057 | 0.62228 | 0.62228 | 0.72523 | 0.72896
3 | 3 | 6 | 188.6 | 245.9 | 245.9 | 376.5 | 401.9 | 2024-03-03 06:00 | 0.56416 | 0.66966 | 0.66966 | 0.75678 | 0.78313
3 | 3 | 7 | 172.9 | 234.3 | 234.3 | 352 | 372.5 | 2024-03-03 07:00 | 0.5172 | 0.63807 | 0.63807 | 0.70754 | 0.72584
3 | 3 | 8 | 127.1 | 176.2 | 176.2 | 347 | 369.1 | 2024-03-03 08:00 | 0.3802 | 0.47985 | 0.47985 | 0.69749 | 0.71921
3 | 3 | 9 | 113.3 | 187.6 | 187.6 | 345.5 | 364.2 | 2024-03-03 09:00 | 0.33892 | 0.51089 | 0.51089 | 0.69447 | 0.70966
3 | 3 | 10 | 111.9 | 163.3 | 163.3 | 335.9 | 361 | 2024-03-03 10:00 | 0.33473 | 0.44472 | 0.44472 | 0.67518 | 0.70343
3 | 3 | 11 | 110.1 | 183.9 | 183.9 | 335 | 364.5 | 2024-03-03 11:00 | 0.32934 | 0.50082 | 0.50082 | 0.67337 | 0.71025
3 | 3 | 12 | 114.8 | 183.1 | 183.1 | 346.3 | 349.5 | 2024-03-03 12:00 | 0.3434 | 0.49864 | 0.49864 | 0.69608 | 0.68102
3 | 3 | 13 | 109.2 | 182.7 | 182.7 | 348.1 | 377.1 | 2024-03-03 13:00 | 0.32665 | 0.49755 | 0.49755 | 0.6997 | 0.7348
3 | 3 | 14 | 111.7 | 185.7 | 185.7 | 347.1 | 386.2 | 2024-03-03 14:00 | 0.33413 | 0.50572 | 0.50572 | 0.69769 | 0.75253
3 | 3 | 15 | 109.8 | 186.5 | 186.5 | 349.3 | 392.3 | 2024-03-03 15:00 | 0.32845 | 0.5079 | 0.5079 | 0.70211 | 0.76442
3 | 3 | 16 | 146.4 | 187.9 | 187.9 | 353.3 | 398.3 | 2024-03-03 16:00 | 0.43793 | 0.51171 | 0.51171 | 0.71015 | 0.77611
3 | 3 | 17 | 121.3 | 190.4 | 190.4 | 365.5 | 388.3 | 2024-03-03 17:00 | 0.36285 | 0.51852 | 0.51852 | 0.73467 | 0.75663
3 | 3 | 18 | 182.1 | 242 | 242 | 389.2 | 419.1 | 2024-03-03 18:00 | 0.54472 | 0.65904 | 0.65904 | 0.78231 | 0.81664
3 | 3 | 19 | 164.1 | 277.9 | 277.9 | 445.7 | 434.45 | 2024-03-03 19:00 | 0.49088 | 0.75681 | 0.75681 | 0.89588 | 0.84655
3 | 3 | 20 | 182.1 | 277.6 | 277.6 | 447.7 | 477.55 | 2024-03-03 20:00 | 0.54472 | 0.75599 | 0.75599 | 0.8999 | 0.93053
3 | 3 | 21 | 174.1 | 280.3 | 280.3 | 451.4 | 477.9 | 2024-03-03 21:00 | 0.52079 | 0.76334 | 0.76334 | 0.90734 | 0.93122
3 | 3 | 22 | 173.1 | 275.2 | 275.2 | 438.8 | 468.6 | 2024-03-03 22:00 | 0.5178 | 0.74946 | 0.74946 | 0.88201 | 0.91309
3 | 3 | 23 | 189.3 | 260.5 | 260.5 | 412.5 | 414.8 | 2024-03-03 23:00 | 0.56626 | 0.70942 | 0.70942 | 0.82915 | 0.80826
3 | 4 | 0 | 193.7 | 258.4 | 258.4 | 373.3 | 408.9 | 2024-03-04 | 0.57942 | 0.7037 | 0.7037 | 0.75035 | 0.79677
3 | 4 | 1 | 192.6 | 249.1 | 249.1 | 377.6 | 382.3 | 2024-03-04 01:00 | 0.57613 | 0.67838 | 0.67838 | 0.75899 | 0.74493
3 | 4 | 2 | 185.6 | 244 | 244 | 364.3 | 368.3 | 2024-03-04 02:00 | 0.55519 | 0.66449 | 0.66449 | 0.73226 | 0.71765
3 | 4 | 3 | 182.3 | 226.7 | 226.7 | 360.3 | 359.3 | 2024-03-04 03:00 | 0.54532 | 0.61737 | 0.61737 | 0.72422 | 0.70012
3 | 4 | 4 | 178.9 | 225.2 | 225.2 | 351.5 | 355.3 | 2024-03-04 04:00 | 0.53515 | 0.61329 | 0.61329 | 0.70653 | 0.69232
3 | 4 | 5 | 185.2 | 225.5 | 225.5 | 356.7 | 367.4 | 2024-03-04 05:00 | 0.55399 | 0.61411 | 0.61411 | 0.71698 | 0.7159
3 | 4 | 6 | 186.9 | 234.4 | 234.4 | 374.3 | 389.8 | 2024-03-04 06:00 | 0.55908 | 0.63834 | 0.63834 | 0.75236 | 0.75955
3 | 4 | 7 | 128.7 | 231.2 | 231.2 | 359.77 | 264.2 | 2024-03-04 07:00 | 0.38498 | 0.62963 | 0.62963 | 0.72316 | 0.51481
3 | 4 | 8 | 69.5 | 183.6 | 183.6 | 340.1 | 245.2 | 2024-03-04 08:00 | 0.2079 | 0.5 | 0.5 | 0.68362 | 0.47779
3 | 4 | 9 | 67.5 | 185.4 | 185.4 | 347.1 | 253.7 | 2024-03-04 09:00 | 0.20191 | 0.5049 | 0.5049 | 0.69769 | 0.49435
3 | 4 | 10 | 68.7 | 184.5 | 184.5 | 335.1 | 351 | 2024-03-04 10:00 | 0.2055 | 0.50245 | 0.50245 | 0.67357 | 0.68394
3 | 4 | 11 | 47.5 | 184.9 | 184.9 | 339.3 | 352 | 2024-03-04 11:00 | 0.14209 | 0.50354 | 0.50354 | 0.68201 | 0.68589
3 | 4 | 12 | 64.6 | 183 | 183 | 344.9 | 359 | 2024-03-04 12:00 | 0.19324 | 0.49837 | 0.49837 | 0.69327 | 0.69953
3 | 4 | 13 | 65.2 | 185.4 | 185.4 | 329.9 | 367.5 | 2024-03-04 13:00 | 0.19503 | 0.5049 | 0.5049 | 0.66312 | 0.7161
3 | 4 | 14 | 66.6 | 186.1 | 186.1 | 338.9 | 378.5 | 2024-03-04 14:00 | 0.19922 | 0.50681 | 0.50681 | 0.68121 | 0.73753
3 | 4 | 15 | 63 | 186.4 | 186.4 | 334.3 | 377.5 | 2024-03-04 15:00 | 0.18845 | 0.50763 | 0.50763 | 0.67196 | 0.73558
3 | 4 | 16 | 65 | 187.1 | 187.1 | 352.3 | 388.1 | 2024-03-04 16:00 | 0.19444 | 0.50953 | 0.50953 | 0.70814 | 0.75624
3 | 4 | 17 | 70.8 | 187.5 | 187.5 | 352.8 | 403.1 | 2024-03-04 17:00 | 0.21179 | 0.51062 | 0.51062 | 0.70915 | 0.78546
3 | 4 | 18 | 174.2 | 210.7 | 210.7 | 384.2 | 397.3 | 2024-03-04 18:00 | 0.52109 | 0.5738 | 0.5738 | 0.77226 | 0.77416
3 | 4 | 19 | 258.6 | 287.5 | 287.5 | 427.0267 | 441.8 | 2024-03-04 19:00 | 0.77356 | 0.78295 | 0.78295 | 0.85835 | 0.86087
3 | 4 | 20 | 257.7 | 284.8 | 284.8 | 445.4 | 471.9 | 2024-03-04 20:00 | 0.77086 | 0.7756 | 0.7756 | 0.89528 | 0.91952
3 | 4 | 21 | 239.9 | 284.4 | 284.4 | 462.2 | 471.5 | 2024-03-04 21:00 | 0.71762 | 0.77451 | 0.77451 | 0.92905 | 0.91875
3 | 4 | 22 | 237.4 | 279.8 | 279.8 | 439.6 | 458.6 | 2024-03-04 22:00 | 0.71014 | 0.76198 | 0.76198 | 0.88362 | 0.89361
3 | 4 | 23 | 240.5 | 257.5 | 257.5 | 416.5 | 430.8 | 2024-03-04 23:00 | 0.71941 | 0.70125 | 0.70125 | 0.83719 | 0.83944
3 | 5 | 0 | 249.1 | 249.8 | 249.8 | 373.3 | 399.4 | 2024-03-05 | 0.74514 | 0.68028 | 0.68028 | 0.75035 | 0.77825
3 | 5 | 1 | 215.3 | 242.7 | 242.7 | 360.9 | 398.2 | 2024-03-05 01:00 | 0.64403 | 0.66095 | 0.66095 | 0.72543 | 0.77592
3 | 5 | 2 | 220.2 | 258.8 | 258.8 | 361 | 378.1 | 2024-03-05 02:00 | 0.65869 | 0.70479 | 0.70479 | 0.72563 | 0.73675
3 | 5 | 3 | 219.4 | 233 | 233 | 355.9 | 380.1 | 2024-03-05 03:00 | 0.6563 | 0.63453 | 0.63453 | 0.71538 | 0.74065
3 | 5 | 4 | 221.7 | 229.2 | 229.2 | 350 | 363.1 | 2024-03-05 04:00 | 0.66318 | 0.62418 | 0.62418 | 0.70352 | 0.70752
3 | 5 | 5 | 222.9 | 231.5 | 231.5 | 351.9 | 361.1 | 2024-03-05 05:00 | 0.66677 | 0.63045 | 0.63045 | 0.70734 | 0.70362
3 | 5 | 6 | 199.1 | 233.7 | 233.7 | 369 | 305.4 | 2024-03-05 06:00 | 0.59557 | 0.63644 | 0.63644 | 0.74171 | 0.59509
3 | 5 | 7 | 205.1 | 194.4 | 194.4 | 386.1 | 299.2 | 2024-03-05 07:00 | 0.61352 | 0.52941 | 0.52941 | 0.77608 | 0.58301
3 | 5 | 8 | 165.2 | 187.9 | 187.9 | 307.1 | 339.5 | 2024-03-05 08:00 | 0.49417 | 0.51171 | 0.51171 | 0.61729 | 0.66154
3 | 5 | 9 | 50.8 | 184.8 | 184.8 | 327.6 | 378.1 | 2024-03-05 09:00 | 0.15196 | 0.50327 | 0.50327 | 0.65849 | 0.73675
3 | 5 | 10 | 42.7 | 181.4 | 181.4 | 299.5 | 350 | 2024-03-05 10:00 | 0.12773 | 0.49401 | 0.49401 | 0.60201 | 0.682
3 | 5 | 11 | 45.2 | 184.4 | 184.4 | 302.5 | 358 | 2024-03-05 11:00 | 0.13521 | 0.50218 | 0.50218 | 0.60804 | 0.69758
3 | 5 | 12 | 37.5 | 185.6 | 185.6 | 325.2 | 356 | 2024-03-05 12:00 | 0.11217 | 0.50545 | 0.50545 | 0.65367 | 0.69369
3 | 5 | 13 | 45.7 | 185.5 | 185.5 | 332.6 | 358 | 2024-03-05 13:00 | 0.1367 | 0.50517 | 0.50517 | 0.66854 | 0.69758
3 | 5 | 14 | 80.5 | 181.2 | 181.2 | 353.3 | 349 | 2024-03-05 14:00 | 0.2408 | 0.49346 | 0.49346 | 0.71015 | 0.68005
3 | 5 | 15 | 115.5 | 179.5 | 179.5 | 355.2 | 339.5 | 2024-03-05 15:00 | 0.3455 | 0.48883 | 0.48883 | 0.71397 | 0.66154
3 | 5 | 16 | 135.5 | 182.1 | 182.1 | 344.5 | 377.8 | 2024-03-05 16:00 | 0.40532 | 0.49592 | 0.49592 | 0.69246 | 0.73617
3 | 5 | 17 | 140 | 219.9 | 219.9 | 374.7 | 390.8 | 2024-03-05 17:00 | 0.41879 | 0.59886 | 0.59886 | 0.75317 | 0.7615
3 | 5 | 18 | 211.7 | 262.9 | 262.9 | 381.7 | 305.9 | 2024-03-05 18:00 | 0.63326 | 0.71596 | 0.71596 | 0.76724 | 0.59606
3 | 5 | 19 | 225.8 | 272.9 | 272.9 | 429.6 | 451.2 | 2024-03-05 19:00 | 0.67544 | 0.74319 | 0.74319 | 0.86352 | 0.87919
3 | 5 | 20 | 227.2 | 277.9 | 277.9 | 453.3 | 457.6 | 2024-03-05 20:00 | 0.67963 | 0.75681 | 0.75681 | 0.91116 | 0.89166
3 | 5 | 21 | 228.4 | 284.6 | 284.6 | 450.3 | 456.4 | 2024-03-05 21:00 | 0.68322 | 0.77505 | 0.77505 | 0.90513 | 0.88932
3 | 5 | 22 | 224.8 | 272 | 272 | 437.9 | 430.4 | 2024-03-05 22:00 | 0.67245 | 0.74074 | 0.74074 | 0.8802 | 0.83866
3 | 5 | 23 | 222.1 | 270.7 | 270.7 | 431.9 | 429.1 | 2024-03-05 23:00 | 0.66437 | 0.7372 | 0.7372 | 0.86814 | 0.83613
3 | 6 | 0 | 233.6 | 257.9 | 257.9 | 381.2 | 396.2 | 2024-03-06 | 0.69877 | 0.70234 | 0.70234 | 0.76623 | 0.77202
3 | 6 | 1 | 226.7 | 256.4 | 256.4 | 373.3 | 374.3 | 2024-03-06 01:00 | 0.67813 | 0.69826 | 0.69826 | 0.75035 | 0.72935
3 | 6 | 2 | 215.4 | 247.8 | 247.8 | 330.2 | 360.2 | 2024-03-06 02:00 | 0.64433 | 0.67484 | 0.67484 | 0.66372 | 0.70187
3 | 6 | 3 | 213.1 | 234.8 | 234.8 | 354.4 | 353.3 | 2024-03-06 03:00 | 0.63745 | 0.63943 | 0.63943 | 0.71236 | 0.68843
3 | 6 | 4 | 210.6 | 233.5 | 233.5 | 348.4 | 349.3 | 2024-03-06 04:00 | 0.62997 | 0.63589 | 0.63589 | 0.7003 | 0.68063
3 | 6 | 5 | 213.8 | 236.5 | 236.5 | 352.1 | 348.3 | 2024-03-06 05:00 | 0.63955 | 0.64406 | 0.64406 | 0.70774 | 0.67868
3 | 6 | 6 | 154.1 | 188.1 | 188.1 | 357.9 | 356.3 | 2024-03-06 06:00 | 0.46096 | 0.51225 | 0.51225 | 0.7194 | 0.69427
3 | 6 | 7 | 109.8 | 191.3 | 191.3 | 365.8 | 356 | 2024-03-06 07:00 | 0.32845 | 0.52097 | 0.52097 | 0.73528 | 0.69369
3 | 6 | 8 | 82.1 | 186.8 | 186.8 | 349.1 | 352 | 2024-03-06 08:00 | 0.24559 | 0.50871 | 0.50871 | 0.70171 | 0.68589
3 | 6 | 9 | 83.2 | 184.1 | 184.1 | 342.4 | 349 | 2024-03-06 09:00 | 0.24888 | 0.50136 | 0.50136 | 0.68824 | 0.68005
3 | 6 | 10 | 85.3 | 180.5 | 180.5 | 340.1 | 339.5 | 2024-03-06 10:00 | 0.25516 | 0.49156 | 0.49156 | 0.68362 | 0.66154
3 | 6 | 11 | 86.3 | 185.6 | 185.6 | 327.7 | 342.5 | 2024-03-06 11:00 | 0.25815 | 0.50545 | 0.50545 | 0.65869 | 0.66738
3 | 6 | 12 | 72.5 | 189.1 | 189.1 | 334.4 | 347.5 | 2024-03-06 12:00 | 0.21687 | 0.51498 | 0.51498 | 0.67216 | 0.67712
3 | 6 | 13 | 72.5 | 187.9 | 187.9 | 335.6 | 346.5 | 2024-03-06 13:00 | 0.21687 | 0.51171 | 0.51171 | 0.67457 | 0.67518
3 | 6 | 14 | 74.2 | 187 | 187 | 326.2 | 364.5 | 2024-03-06 14:00 | 0.22196 | 0.50926 | 0.50926 | 0.65568 | 0.71025
3 | 6 | 15 | 72.3 | 185.7 | 185.7 | 324.3 | 375.5 | 2024-03-06 15:00 | 0.21627 | 0.50572 | 0.50572 | 0.65186 | 0.73168
3 | 6 | 16 | 126.2 | 178.2 | 178.2 | 324.1 | 370.6 | 2024-03-06 16:00 | 0.37751 | 0.48529 | 0.48529 | 0.65146 | 0.72214
3 | 6 | 17 | 136.6 | 186.4 | 186.4 | 325.1 | 335 | 2024-03-06 17:00 | 0.40862 | 0.50763 | 0.50763 | 0.65347 | 0.65277
3 | 6 | 18 | 179.1 | 238.3 | 238.3 | 364.9 | 389 | 2024-03-06 18:00 | 0.53575 | 0.64897 | 0.64897 | 0.73347 | 0.75799
3 | 6 | 19 | 185.5 | 284.2 | 284.2 | 393.2 | 420.1 | 2024-03-06 19:00 | 0.55489 | 0.77397 | 0.77397 | 0.79035 | 0.81859
3 | 6 | 20 | 260 | 269.9 | 269.9 | 419.5 | 451.6 | 2024-03-06 20:00 | 0.77774 | 0.73502 | 0.73502 | 0.84322 | 0.87997
3 | 6 | 21 | 259.5 | 269.7 | 269.7 | 417.1 | 449.4 | 2024-03-06 21:00 | 0.77625 | 0.73448 | 0.73448 | 0.83839 | 0.87568
3 | 6 | 22 | 257.1 | 266.6 | 266.6 | 402.2 | 434.3 | 2024-03-06 22:00 | 0.76907 | 0.72603 | 0.72603 | 0.80844 | 0.84626
3 | 6 | 23 | 246.9 | 262.4 | 262.4 | 397.4 | 421.3 | 2024-03-06 23:00 | 0.73856 | 0.7146 | 0.7146 | 0.79879 | 0.82093
3 | 7 | 0 | 231.5 | 257 | 257 | 351.9 | 389.8 | 2024-03-07 | 0.69249 | 0.69989 | 0.69989 | 0.70734 | 0.75955
3 | 7 | 1 | 218.5 | 257.9 | 257.9 | 347.7 | 361.9 | 2024-03-07 01:00 | 0.6536 | 0.70234 | 0.70234 | 0.69889 | 0.70518
3 | 7 | 2 | 218 | 235.2 | 235.2 | 325.7 | 355.9 | 2024-03-07 02:00 | 0.65211 | 0.64052 | 0.64052 | 0.65467 | 0.69349
3 | 7 | 3 | 214.9 | 236.4 | 236.4 | 325.8 | 350.8 | 2024-03-07 03:00 | 0.64284 | 0.64379 | 0.64379 | 0.65487 | 0.68355
3 | 7 | 4 | 218.8 | 232.3 | 232.3 | 304.1 | 346.7 | 2024-03-07 04:00 | 0.6545 | 0.63263 | 0.63263 | 0.61126 | 0.67557
3 | 7 | 5 | 226 | 230.7 | 230.7 | 324 | 351 | 2024-03-07 05:00 | 0.67604 | 0.62827 | 0.62827 | 0.65126 | 0.68394
3 | 7 | 6 | 202.7 | 231 | 231 | 334.8 | 383.9 | 2024-03-07 06:00 | 0.60634 | 0.62908 | 0.62908 | 0.67296 | 0.74805
3 | 7 | 7 | 170.6 | 191.5 | 191.5 | 329.7 | 356.1 | 2024-03-07 07:00 | 0.51032 | 0.52151 | 0.52151 | 0.66271 | 0.69388
3 | 7 | 8 | 57.9 | 186.9 | 186.9 | 301 | 342.5 | 2024-03-07 08:00 | 0.1732 | 0.50899 | 0.50899 | 0.60503 | 0.66738
3 | 7 | 9 | 65.2 | 179.1 | 179.1 | 303.8 | 354.5 | 2024-03-07 09:00 | 0.19503 | 0.48775 | 0.48775 | 0.61065 | 0.69076
3 | 7 | 10 | 66.9 | 187.2 | 187.2 | 294.4 | 350.5 | 2024-03-07 10:00 | 0.20012 | 0.5098 | 0.5098 | 0.59176 | 0.68297
3 | 7 | 11 | 67.4 | 185.2 | 185.2 | 282.7 | 355 | 2024-03-07 11:00 | 0.20162 | 0.50436 | 0.50436 | 0.56824 | 0.69174
3 | 7 | 12 | 75.2 | 185.9 | 185.9 | 285.9 | 377 | 2024-03-07 12:00 | 0.22495 | 0.50626 | 0.50626 | 0.57467 | 0.73461
3 | 7 | 13 | 71.9 | 188.4 | 188.4 | 294.7 | 377 | 2024-03-07 13:00 | 0.21508 | 0.51307 | 0.51307 | 0.59236 | 0.73461
3 | 7 | 14 | 76.8 | 182.3 | 182.3 | 317.2 | 381.2 | 2024-03-07 14:00 | 0.22973 | 0.49646 | 0.49646 | 0.63759 | 0.74279
3 | 7 | 15 | 108.9 | 183.7 | 183.7 | 320.1 | 390.8 | 2024-03-07 15:00 | 0.32576 | 0.50027 | 0.50027 | 0.64342 | 0.7615
3 | 7 | 16 | 121.7 | 193.6 | 193.6 | 323.7 | 385.7 | 2024-03-07 16:00 | 0.36404 | 0.52723 | 0.52723 | 0.65065 | 0.75156
3 | 7 | 17 | 145 | 197.4 | 197.4 | 321.2 | 399.8 | 2024-03-07 17:00 | 0.43374 | 0.53758 | 0.53758 | 0.64563 | 0.77903
3 | 7 | 18 | 219.7 | 258.5 | 258.5 | 322.2 | 425.1 | 2024-03-07 18:00 | 0.65719 | 0.70398 | 0.70398 | 0.64764 | 0.82833
3 | 7 | 19 | 234.7 | 271.1 | 271.1 | 404.5 | 477.4 | 2024-03-07 19:00 | 0.70206 | 0.73829 | 0.73829 | 0.81307 | 0.93024
3 | 7 | 20 | 252.5 | 273.9 | 273.9 | 423.3 | 483.5 | 2024-03-07 20:00 | 0.75531 | 0.74592 | 0.74592 | 0.85085 | 0.94213
3 | 7 | 21 | 254.1 | 266.7 | 266.7 | 423.4 | 481.5 | 2024-03-07 21:00 | 0.7601 | 0.72631 | 0.72631 | 0.85106 | 0.93823
3 | 7 | 22 | 251.5 | 259.4 | 259.4 | 421.6 | 465.4 | 2024-03-07 22:00 | 0.75232 | 0.70643 | 0.70643 | 0.84744 | 0.90686
3 | 7 | 23 | 240 | 255 | 255 | 404 | 435.6 | 2024-03-07 23:00 | 0.71792 | 0.69444 | 0.69444 | 0.81206 | 0.84879
3 | 8 | 0 | 217.2 | 249.1 | 249.1 | 290.7 | 383.5 | 2024-03-08 | 0.64972 | 0.67838 | 0.67838 | 0.58432 | 0.74727
3 | 8 | 1 | 222.1 | 243.2 | 243.2 | 296.3 | 359.5 | 2024-03-08 01:00 | 0.66437 | 0.66231 | 0.66231 | 0.59558 | 0.70051
3 | 8 | 2 | 218.9 | 236.6 | 236.6 | 294.4 | 343 | 2024-03-08 02:00 | 0.6548 | 0.64434 | 0.64434 | 0.59176 | 0.66836
3 | 8 | 3 | 219.4 | 233.8 | 233.8 | 293.7 | 335 | 2024-03-08 03:00 | 0.6563 | 0.63671 | 0.63671 | 0.59035 | 0.65277
3 | 8 | 4 | 219.9 | 233.9 | 233.9 | 293.9 | 329 | 2024-03-08 04:00 | 0.65779 | 0.63698 | 0.63698 | 0.59075 | 0.64108
3 | 8 | 5 | 220 | 233.9 | 233.9 | 302.5 | 342 | 2024-03-08 05:00 | 0.65809 | 0.63698 | 0.63698 | 0.60804 | 0.66641
3 | 8 | 6 | 145.6 | 190.8 | 190.8 | 319 | 359 | 2024-03-08 06:00 | 0.43554 | 0.51961 | 0.51961 | 0.64121 | 0.69953
3 | 8 | 7 | 117.2 | 177.8 | 177.8 | 311.6 | 370.8 | 2024-03-08 07:00 | 0.35058 | 0.4842 | 0.4842 | 0.62633 | 0.72253
3 | 8 | 8 | 70.4 | 155.1 | 155.1 | 319.3 | 333.2 | 2024-03-08 08:00 | 0.21059 | 0.42239 | 0.42239 | 0.64181 | 0.64926
3 | 8 | 9 | 70 | 158.8 | 158.8 | 299.6 | 347.8 | 2024-03-08 09:00 | 0.20939 | 0.43246 | 0.43246 | 0.60221 | 0.67771
3 | 8 | 10 | 69 | 153.9 | 153.9 | 303.5 | 359.4 | 2024-03-08 10:00 | 0.2064 | 0.41912 | 0.41912 | 0.61005 | 0.70031
3 | 8 | 11 | 71.2 | 156.6 | 156.6 | 302.5 | 364.4 | 2024-03-08 11:00 | 0.21298 | 0.42647 | 0.42647 | 0.60804 | 0.71005
3 | 8 | 12 | 72.8 | 156.9 | 156.9 | 287.5 | 367.8 | 2024-03-08 12:00 | 0.21777 | 0.42729 | 0.42729 | 0.57789 | 0.71668
3 | 8 | 13 | 69.3 | 157.9 | 157.9 | 285.1 | 363.3 | 2024-03-08 13:00 | 0.2073 | 0.43001 | 0.43001 | 0.57307 | 0.70791
3 | 8 | 14 | 74.1 | 157.5 | 157.5 | 293.3 | 355.7 | 2024-03-08 14:00 | 0.22166 | 0.42892 | 0.42892 | 0.58955 | 0.6931
3 | 8 | 15 | 128.3 | 160.7 | 160.7 | 309.6 | 360.8 | 2024-03-08 15:00 | 0.38379 | 0.43764 | 0.43764 | 0.62231 | 0.70304
3 | 8 | 16 | 129.7 | 184.8 | 184.8 | 319.4 | 346.7 | 2024-03-08 16:00 | 0.38797 | 0.50327 | 0.50327 | 0.64201 | 0.67557
3 | 8 | 17 | 190.3 | 191.4 | 191.4 | 291.7 | 443.8 | 2024-03-08 17:00 | 0.56925 | 0.52124 | 0.52124 | 0.58633 | 0.86477
3 | 8 | 18 | 219.9 | 196.1 | 196.1 | 302.3 | 428.3 | 2024-03-08 18:00 | 0.65779 | 0.53404 | 0.53404 | 0.60764 | 0.83457
3 | 8 | 19 | 234.8 | 265.7 | 265.7 | 321.4 | 506 | 2024-03-08 19:00 | 0.70236 | 0.72358 | 0.72358 | 0.64603 | 0.98597
3 | 8 | 20 | 235.3 | 268.1 | 268.1 | 340.3 | 481.5 | 2024-03-08 20:00 | 0.70386 | 0.73012 | 0.73012 | 0.68402 | 0.93823
3 | 8 | 21 | 240.1 | 272.1 | 272.1 | 337.4 | 468.8 | 2024-03-08 21:00 | 0.71822 | 0.74101 | 0.74101 | 0.67819 | 0.91348
3 | 8 | 22 | 234.5 | 252.3 | 252.3 | 321.3 | 432.6 | 2024-03-08 22:00 | 0.70147 | 0.68709 | 0.68709 | 0.64583 | 0.84295
3 | 8 | 23 | 242.6 | 245.1 | 245.1 | 305.7 | 454.7 | 2024-03-08 23:00 | 0.7257 | 0.66748 | 0.66748 | 0.61447 | 0.88601
3 | 9 | 0 | 225.5 | 260.4 | 260.4 | 356.9 | 409.7 | 2024-03-09 | 0.67454 | 0.70915 | 0.70915 | 0.71739 | 0.79832
3 | 9 | 1 | 216.7 | 252.3 | 252.3 | 349 | 391.6 | 2024-03-09 01:00 | 0.64822 | 0.68709 | 0.68709 | 0.70151 | 0.76306
3 | 9 | 2 | 218.5 | 246.8 | 246.8 | 340.2 | 378.5 | 2024-03-09 02:00 | 0.6536 | 0.67211 | 0.67211 | 0.68382 | 0.73753
3 | 9 | 3 | 214 | 245.3 | 245.3 | 335.4 | 370.7 | 2024-03-09 03:00 | 0.64014 | 0.66803 | 0.66803 | 0.67417 | 0.72233
3 | 9 | 4 | 212.9 | 241.2 | 241.2 | 334.3 | 367.7 | 2024-03-09 04:00 | 0.63685 | 0.65686 | 0.65686 | 0.67196 | 0.71648
3 | 9 | 5 | 208.4 | 244.3 | 244.3 | 343.5 | 369.6 | 2024-03-09 05:00 | 0.62339 | 0.66531 | 0.66531 | 0.69045 | 0.72019
3 | 9 | 6 | 222.2 | 254.7 | 254.7 | 368.4 | 334.7 | 2024-03-09 06:00 | 0.66467 | 0.69363 | 0.69363 | 0.7405 | 0.65218
3 | 9 | 7 | 190.6 | 236.7 | 236.7 | 333 | 354.4 | 2024-03-09 07:00 | 0.57015 | 0.64461 | 0.64461 | 0.66935 | 0.69057
3 | 9 | 8 | 53.3 | 182.3 | 182.3 | 325 | 344.9 | 2024-03-09 08:00 | 0.15944 | 0.49646 | 0.49646 | 0.65327 | 0.67206
3 | 9 | 9 | 61 | 178.3 | 178.3 | 328.5 | 342.4 | 2024-03-09 09:00 | 0.18247 | 0.48557 | 0.48557 | 0.6603 | 0.66719
3 | 9 | 10 | 59.4 | 175.8 | 175.8 | 322.5 | 342.5 | 2024-03-09 10:00 | 0.17768 | 0.47876 | 0.47876 | 0.64824 | 0.66738
3 | 9 | 11 | 64.8 | 182.6 | 182.6 | 325.5 | 353 | 2024-03-09 11:00 | 0.19384 | 0.49728 | 0.49728 | 0.65427 | 0.68784
3 | 9 | 12 | 65.7 | 177.7 | 177.7 | 332.1 | 359.1 | 2024-03-09 12:00 | 0.19653 | 0.48393 | 0.48393 | 0.66754 | 0.69973
3 | 9 | 13 | 66.7 | 177.9 | 177.9 | 330.4 | 353.6 | 2024-03-09 13:00 | 0.19952 | 0.48448 | 0.48448 | 0.66412 | 0.68901
3 | 9 | 14 | 65.6 | 182.7 | 182.7 | 331.1 | 359.6 | 2024-03-09 14:00 | 0.19623 | 0.49755 | 0.49755 | 0.66553 | 0.7007
3 | 9 | 15 | 33.1 | 179.1 | 179.1 | 336.5 | 370.2 | 2024-03-09 15:00 | 0.099013 | 0.48775 | 0.48775 | 0.67638 | 0.72136
3 | 9 | 16 | 62.9 | 172.3 | 172.3 | 329.7 | 362.1 | 2024-03-09 16:00 | 0.18815 | 0.46923 | 0.46923 | 0.66271 | 0.70557
3 | 9 | 17 | 184.7 | 235 | 235 | 338.6 | 379.1 | 2024-03-09 17:00 | 0.5525 | 0.63998 | 0.63998 | 0.6806 | 0.7387
3 | 9 | 18 | 247.7 | 259.5 | 259.5 | 340.7 | 436.2 | 2024-03-09 18:00 | 0.74095 | 0.7067 | 0.7067 | 0.68482 | 0.84996
3 | 9 | 19 | 261.4 | 274.3 | 274.3 | 424.6 | 457.4 | 2024-03-09 19:00 | 0.78193 | 0.747 | 0.747 | 0.85347 | 0.89127
3 | 9 | 20 | 266.4 | 272.3 | 272.3 | 433.5 | 465 | 2024-03-09 20:00 | 0.79689 | 0.74156 | 0.74156 | 0.87136 | 0.90608
3 | 9 | 21 | 260.6 | 275.3 | 275.3 | 118.1 | 454.7 | 2024-03-09 21:00 | 0.77954 | 0.74973 | 0.74973 | 0.23739 | 0.88601
3 | 9 | 22 | 259.5 | 264.4 | 264.4 | 307.6 | 432.6 | 2024-03-09 22:00 | 0.77625 | 0.72004 | 0.72004 | 0.61829 | 0.84295
3 | 9 | 23 | 241.4 | 256.4 | 256.4 | 367.7 | 427.6 | 2024-03-09 23:00 | 0.72211 | 0.69826 | 0.69826 | 0.7391 | 0.8332
3 | 10 | 0 | 232.1 | 253.5 | 253.5 | 19.7 | 408.5 | 2024-03-10 | 0.69429 | 0.69036 | 0.69036 | 0.039598 | 0.79599
3 | 10 | 1 | 219.5 | 263.6 | 263.6 | 0.4 | 390.7 | 2024-03-10 01:00 | 0.6566 | 0.71786 | 0.71786 | 0.00080402 | 0.7613
3 | 10 | 2 | 208.5 | 253.4 | 253.4 | 0 | 380.6 | 2024-03-10 02:00 | 0.62369 | 0.69009 | 0.69009 | 0 | 0.74162
3 | 10 | 3 | 201.7 | 252.3 | 252.3 | 0 | 372.8 | 2024-03-10 03:00 | 0.60335 | 0.68709 | 0.68709 | 0 | 0.72642
3 | 10 | 4 | 211.1 | 244.2 | 244.2 | 0 | 366.6 | 2024-03-10 04:00 | 0.63147 | 0.66503 | 0.66503 | 0 | 0.71434
3 | 10 | 5 | 212.8 | 247.8 | 247.8 | 0 | 373.6 | 2024-03-10 05:00 | 0.63655 | 0.67484 | 0.67484 | 0 | 0.72798
3 | 10 | 6 | 211.7 | 258.3 | 258.3 | 0 | 429.1 | 2024-03-10 06:00 | 0.63326 | 0.70343 | 0.70343 | 0 | 0.83613
3 | 10 | 7 | 164.2 | 244.4 | 244.4 | 15.8 | 349.6 | 2024-03-10 07:00 | 0.49118 | 0.66558 | 0.66558 | 0.031759 | 0.68122
3 | 10 | 8 | 83.1 | 189.3 | 189.3 | 11.2 | 356 | 2024-03-10 08:00 | 0.24858 | 0.51552 | 0.51552 | 0.022513 | 0.69369
3 | 10 | 9 | 75.8 | 159.4 | 159.4 | 0 | 358.3 | 2024-03-10 09:00 | 0.22674 | 0.4341 | 0.4341 | 0 | 0.69817
3 | 10 | 10 | 76.5 | 154.1 | 154.1 | 0 | 351.4 | 2024-03-10 10:00 | 0.22884 | 0.41966 | 0.41966 | 0 | 0.68472
3 | 10 | 11 | 61 | 154.9 | 154.9 | 0 | 353.7 | 2024-03-10 11:00 | 0.18247 | 0.42184 | 0.42184 | 0 | 0.6892
3 | 10 | 12 | 55.6 | 157.7 | 157.7 | 0 | 355.2 | 2024-03-10 12:00 | 0.16632 | 0.42947 | 0.42947 | 0 | 0.69213
3 | 10 | 13 | 55.6 | 179.5 | 179.5 | 0 | 357.9 | 2024-03-10 13:00 | 0.16632 | 0.48883 | 0.48883 | 0 | 0.69739
3 | 10 | 14 | 55.3 | 194.8 | 194.8 | 0 | 367.6 | 2024-03-10 14:00 | 0.16542 | 0.5305 | 0.5305 | 0 | 0.71629
3 | 10 | 15 | 20.3 | 197.2 | 197.2 | 0 | 373.9 | 2024-03-10 15:00 | 0.060724 | 0.53704 | 0.53704 | 0 | 0.72857
3 | 10 | 16 | 89.5 | 220 | 220 | 0 | 384.3 | 2024-03-10 16:00 | 0.26772 | 0.59913 | 0.59913 | 0 | 0.74883
3 | 10 | 17 | 120.9 | 223.3 | 223.3 | 27.3 | 377.4 | 2024-03-10 17:00 | 0.36165 | 0.60812 | 0.60812 | 0.054874 | 0.73539
3 | 10 | 18 | 191.6 | 260.2 | 260.2 | 36.6 | 412.7 | 2024-03-10 18:00 | 0.57314 | 0.70861 | 0.70861 | 0.073568 | 0.80417
3 | 10 | 19 | 214.1 | 277.2 | 277.2 | 44.7 | 431.8 | 2024-03-10 19:00 | 0.64044 | 0.7549 | 0.7549 | 0.089849 | 0.84139
3 | 10 | 20 | 255.5 | 276.7 | 276.7 | 55 | 441.1 | 2024-03-10 20:00 | 0.76428 | 0.75354 | 0.75354 | 0.11055 | 0.85951
3 | 10 | 21 | 248.7 | 281.9 | 281.9 | 55 | 431.7 | 2024-03-10 21:00 | 0.74394 | 0.7677 | 0.7677 | 0.11055 | 0.84119
3 | 10 | 22 | 256.7 | 260.8 | 260.8 | 48 | 429.9 | 2024-03-10 22:00 | 0.76787 | 0.71024 | 0.71024 | 0.096482 | 0.83769
3 | 10 | 23 | 251.4 | 253.3 | 253.3 | 36.8 | 420 | 2024-03-10 23:00 | 0.75202 | 0.68981 | 0.68981 | 0.07397 | 0.81839
3 | 11 | 0 | 229.4 | 253.7 | 253.7 | 392 | 406 | 2024-03-11 | 0.68621 | 0.6909 | 0.6909 | 0.78794 | 0.79111
3 | 11 | 1 | 199.5 | 251.9 | 251.9 | 364.7 | 393.3 | 2024-03-11 01:00 | 0.59677 | 0.686 | 0.686 | 0.73307 | 0.76637
3 | 11 | 2 | 197.6 | 251.5 | 251.5 | 353.6 | 374.2 | 2024-03-11 02:00 | 0.59109 | 0.68491 | 0.68491 | 0.71075 | 0.72915
3 | 11 | 3 | 199.4 | 238.4 | 238.4 | 349 | 365.2 | 2024-03-11 03:00 | 0.59647 | 0.64924 | 0.64924 | 0.70151 | 0.71161
3 | 11 | 4 | 198 | 241 | 241 | 346.9 | 366.1 | 2024-03-11 04:00 | 0.59228 | 0.65632 | 0.65632 | 0.69729 | 0.71337
3 | 11 | 5 | 198.5 | 244.1 | 244.1 | 356 | 361 | 2024-03-11 05:00 | 0.59378 | 0.66476 | 0.66476 | 0.71558 | 0.70343
3 | 11 | 6 | 194 | 244.3 | 244.3 | 370.6 | 377.8 | 2024-03-11 06:00 | 0.58032 | 0.66531 | 0.66531 | 0.74492 | 0.73617
3 | 11 | 7 | 184.2 | 235.2 | 235.2 | 356.8 | 338.1 | 2024-03-11 07:00 | 0.551 | 0.64052 | 0.64052 | 0.71719 | 0.65881
3 | 11 | 8 | 71.6 | 184.6 | 184.6 | 329.3 | 358.2 | 2024-03-11 08:00 | 0.21418 | 0.50272 | 0.50272 | 0.66191 | 0.69797
3 | 11 | 9 | 65.3 | 183.2 | 183.2 | 332.4 | 359.1 | 2024-03-11 09:00 | 0.19533 | 0.49891 | 0.49891 | 0.66814 | 0.69973
3 | 11 | 10 | 61.1 | 182.2 | 182.2 | 329.9 | 358.9 | 2024-03-11 10:00 | 0.18277 | 0.49619 | 0.49619 | 0.66312 | 0.69934
3 | 11 | 11 | 62.9 | 185.8 | 185.8 | 302.9 | 365.9 | 2024-03-11 11:00 | 0.18815 | 0.50599 | 0.50599 | 0.60884 | 0.71298
3 | 11 | 12 | 63.3 | 184.1 | 184.1 | 321.4 | 369 | 2024-03-11 12:00 | 0.18935 | 0.50136 | 0.50136 | 0.64603 | 0.71902
3 | 11 | 13 | 62.3 | 185.4 | 185.4 | 321.4 | 362.7 | 2024-03-11 13:00 | 0.18636 | 0.5049 | 0.5049 | 0.64603 | 0.70674
3 | 11 | 14 | 119 | 186.6 | 186.6 | 340.4 | 358.3 | 2024-03-11 14:00 | 0.35597 | 0.50817 | 0.50817 | 0.68422 | 0.69817
3 | 11 | 15 | 190.9 | 209.2 | 209.2 | 327.4 | 377.8 | 2024-03-11 15:00 | 0.57104 | 0.56972 | 0.56972 | 0.65809 | 0.73617
3 | 11 | 16 | 185.2 | 238.1 | 238.1 | 314.4 | 391.7 | 2024-03-11 16:00 | 0.55399 | 0.64842 | 0.64842 | 0.63196 | 0.76325
3 | 11 | 17 | 176 | 224.4 | 224.4 | 280 | 392.2 | 2024-03-11 17:00 | 0.52647 | 0.61111 | 0.61111 | 0.56281 | 0.76422
3 | 11 | 18 | 198.6 | 238.2 | 238.2 | 363.3 | 367.8 | 2024-03-11 18:00 | 0.59408 | 0.64869 | 0.64869 | 0.73025 | 0.71668
3 | 11 | 19 | 235.1 | 258.5 | 258.5 | 427.1 | 371.8 | 2024-03-11 19:00 | 0.70326 | 0.70398 | 0.70398 | 0.85849 | 0.72447
3 | 11 | 20 | 265.4 | 266.6 | 266.6 | 432.1 | 396 | 2024-03-11 20:00 | 0.7939 | 0.72603 | 0.72603 | 0.86854 | 0.77163
3 | 11 | 21 | 253.8 | 247.6 | 247.6 | 430.1 | 427.4 | 2024-03-11 21:00 | 0.7592 | 0.67429 | 0.67429 | 0.86452 | 0.83281
3 | 11 | 22 | 249.58 | 250.9 | 250.9 | 418.1 | 439.9 | 2024-03-11 22:00 | 0.74657 | 0.68328 | 0.68328 | 0.8404 | 0.85717
3 | 11 | 23 | 239 | 235.7 | 235.7 | 410.1 | 425 | 2024-03-11 23:00 | 0.71493 | 0.64188 | 0.64188 | 0.82432 | 0.82814
3 | 12 | 0 | 210.8 | 250.5 | 250.5 | 334.1 | 392.3 | 2024-03-12 | 0.63057 | 0.68219 | 0.68219 | 0.67156 | 0.76442
3 | 12 | 1 | 211.4 | 250.8 | 250.8 | 354.3 | 381.7 | 2024-03-12 01:00 | 0.63237 | 0.68301 | 0.68301 | 0.71216 | 0.74376
3 | 12 | 2 | 210 | 246.1 | 246.1 | 359 | 383.2 | 2024-03-12 02:00 | 0.62818 | 0.67021 | 0.67021 | 0.72161 | 0.74669
3 | 12 | 3 | 209.5 | 245 | 245 | 350.7 | 357.2 | 2024-03-12 03:00 | 0.62668 | 0.66721 | 0.66721 | 0.70492 | 0.69602
3 | 12 | 4 | 206.9 | 240.1 | 240.1 | 348.7 | 353 | 2024-03-12 04:00 | 0.61891 | 0.65387 | 0.65387 | 0.7009 | 0.68784
3 | 12 | 5 | 211.9 | 238.9 | 238.9 | 364.8 | 355.1 | 2024-03-12 05:00 | 0.63386 | 0.6506 | 0.6506 | 0.73327 | 0.69193
3 | 12 | 6 | 213.7 | 247.1 | 247.1 | 373.9 | 365.5 | 2024-03-12 06:00 | 0.63925 | 0.67293 | 0.67293 | 0.75156 | 0.7122
3 | 12 | 7 | 213.7 | 230.2 | 230.2 | 343.1 | 368.5 | 2024-03-12 07:00 | 0.63925 | 0.62691 | 0.62691 | 0.68965 | 0.71804
3 | 12 | 8 | 161.7 | 182.2 | 182.2 | 340.1 | 360.6 | 2024-03-12 08:00 | 0.4837 | 0.49619 | 0.49619 | 0.68362 | 0.70265
3 | 12 | 9 | 146.8 | 180.2 | 180.2 | 337.2 | 356 | 2024-03-12 09:00 | 0.43913 | 0.49074 | 0.49074 | 0.67779 | 0.69369
3 | 12 | 10 | 146.9 | 179.9 | 179.9 | 331.2 | 357.2 | 2024-03-12 10:00 | 0.43943 | 0.48992 | 0.48992 | 0.66573 | 0.69602
3 | 12 | 11 | 143 | 179.9 | 179.9 | 338.1 | 355.6 | 2024-03-12 11:00 | 0.42776 | 0.48992 | 0.48992 | 0.6796 | 0.69291
3 | 12 | 12 | 144 | 179.8 | 179.8 | 340.1 | 364.1 | 2024-03-12 12:00 | 0.43075 | 0.48965 | 0.48965 | 0.68362 | 0.70947
3 | 12 | 13 | 141.9 | 180.6 | 180.6 | 348 | 355.6 | 2024-03-12 13:00 | 0.42447 | 0.49183 | 0.49183 | 0.6995 | 0.69291
3 | 12 | 14 | 144.1 | 173.2 | 173.2 | 351.1 | 369 | 2024-03-12 14:00 | 0.43105 | 0.47168 | 0.47168 | 0.70573 | 0.71902
3 | 12 | 15 | 143.6 | 30 | 30 | 346.1 | 367 | 2024-03-12 15:00 | 0.42955 | 0.081699 | 0.081699 | 0.69568 | 0.71512
3 | 12 | 16 | 184.6 | 126.7 | 126.7 | 339.8 | 377 | 2024-03-12 16:00 | 0.5522 | 0.34504 | 0.34504 | 0.68302 | 0.73461
3 | 12 | 17 | 206.5 | 220.7 | 220.7 | 347 | 376.6 | 2024-03-12 17:00 | 0.61771 | 0.60103 | 0.60103 | 0.69749 | 0.73383
3 | 12 | 18 | 246.7 | 223.8 | 223.8 | 354 | 403.4 | 2024-03-12 18:00 | 0.73796 | 0.60948 | 0.60948 | 0.71156 | 0.78605
3 | 12 | 19 | 250.7 | 240.9 | 240.9 | 416 | 444 | 2024-03-12 19:00 | 0.74993 | 0.65605 | 0.65605 | 0.83618 | 0.86516
3 | 12 | 20 | 254.9 | 253.1 | 253.1 | 433.1 | 436.6 | 2024-03-12 20:00 | 0.76249 | 0.68927 | 0.68927 | 0.87055 | 0.85074
3 | 12 | 21 | 252.2 | 253.1 | 253.1 | 428 | 437 | 2024-03-12 21:00 | 0.75441 | 0.68927 | 0.68927 | 0.8603 | 0.85152
3 | 12 | 22 | 254.1 | 248.1 | 248.1 | 376.6 | 428.6 | 2024-03-12 22:00 | 0.7601 | 0.67565 | 0.67565 | 0.75698 | 0.83515
3 | 12 | 23 | 237 | 238 | 238 | 415.1 | 367.7 | 2024-03-12 23:00 | 0.70894 | 0.64815 | 0.64815 | 0.83437 | 0.71648
3 | 13 | 0 | 226.9 | 240 | 240 | 368.5 | 378.5 | 2024-03-13 | 0.67873 | 0.65359 | 0.65359 | 0.7407 | 0.73753
3 | 13 | 1 | 204.7 | 225 | 225 | 357.2 | 368.2 | 2024-03-13 01:00 | 0.61232 | 0.61275 | 0.61275 | 0.71799 | 0.71746
3 | 13 | 2 | 201.5 | 225 | 225 | 356.9 | 348.6 | 2024-03-13 02:00 | 0.60275 | 0.61275 | 0.61275 | 0.71739 | 0.67927
3 | 13 | 3 | 197.4 | 220 | 220 | 343.1 | 336.5 | 2024-03-13 03:00 | 0.59049 | 0.59913 | 0.59913 | 0.68965 | 0.65569
3 | 13 | 4 | 196.9 | 217.9 | 217.9 | 344.7 | 333.8 | 2024-03-13 04:00 | 0.58899 | 0.59341 | 0.59341 | 0.69286 | 0.65043
3 | 13 | 5 | 204.7 | 220.9 | 220.9 | 349.9 | 333.6 | 2024-03-13 05:00 | 0.61232 | 0.60158 | 0.60158 | 0.70332 | 0.65004
3 | 13 | 6 | 195.5 | 214.9 | 214.9 | 359 | 339.6 | 2024-03-13 06:00 | 0.5848 | 0.58524 | 0.58524 | 0.72161 | 0.66173
3 | 13 | 7 | 162.1 | 167.1 | 167.1 | 341.5 | 334.4 | 2024-03-13 07:00 | 0.48489 | 0.45507 | 0.45507 | 0.68643 | 0.6516
3 | 13 | 8 | 148.4 | 173.5 | 173.5 | 329.2 | 331.3 | 2024-03-13 08:00 | 0.44391 | 0.47249 | 0.47249 | 0.66171 | 0.64556
3 | 13 | 9 | 137.7 | 176.1 | 176.1 | 330.7 | 318.5 | 2024-03-13 09:00 | 0.41191 | 0.47958 | 0.47958 | 0.66472 | 0.62062
3 | 13 | 10 | 127.3 | 152.3 | 152.3 | 330.3 | 311.6 | 2024-03-13 10:00 | 0.3808 | 0.41476 | 0.41476 | 0.66392 | 0.60717
3 | 13 | 11 | 124.9 | 149.9 | 149.9 | 321.3 | 353.8 | 2024-03-13 11:00 | 0.37362 | 0.40822 | 0.40822 | 0.64583 | 0.6894
3 | 13 | 12 | 133 | 139.4 | 139.4 | 312.3 | 343.9 | 2024-03-13 12:00 | 0.39785 | 0.37963 | 0.37963 | 0.62774 | 0.67011
3 | 13 | 13 | 133.7 | 139.3 | 139.3 | 314.2 | 351.5 | 2024-03-13 13:00 | 0.39994 | 0.37936 | 0.37936 | 0.63156 | 0.68492
3 | 13 | 14 | 134.2 | 140.2 | 140.2 | 296.2 | 343.7 | 2024-03-13 14:00 | 0.40144 | 0.38181 | 0.38181 | 0.59538 | 0.66972
3 | 13 | 15 | 177.2 | 139.3 | 139.3 | 327.2 | 339.8 | 2024-03-13 15:00 | 0.53006 | 0.37936 | 0.37936 | 0.65769 | 0.66212
3 | 13 | 16 | 173 | 142.4 | 142.4 | 332.8 | 328 | 2024-03-13 16:00 | 0.5175 | 0.3878 | 0.3878 | 0.66894 | 0.63913
3 | 13 | 17 | 173.6 | 150.7 | 150.7 | 343.8 | 357.7 | 2024-03-13 17:00 | 0.51929 | 0.4104 | 0.4104 | 0.69106 | 0.697
3 | 13 | 18 | 221.1 | 236.1 | 236.1 | 357.5 | 391.4 | 2024-03-13 18:00 | 0.66138 | 0.64297 | 0.64297 | 0.71859 | 0.76267
3 | 13 | 19 | 265.2 | 242 | 242 | 438.1 | 421.2 | 2024-03-13 19:00 | 0.7933 | 0.65904 | 0.65904 | 0.8806 | 0.82073
3 | 13 | 20 | 275 | 240.7 | 240.7 | 444.2 | 423 | 2024-03-13 20:00 | 0.82261 | 0.6555 | 0.6555 | 0.89286 | 0.82424
3 | 13 | 21 | 269 | 251.1 | 251.1 | 440.2 | 419.2 | 2024-03-13 21:00 | 0.80467 | 0.68382 | 0.68382 | 0.88482 | 0.81684
3 | 13 | 22 | 256.6 | 238.2 | 238.2 | 431.1 | 405.6 | 2024-03-13 22:00 | 0.76757 | 0.64869 | 0.64869 | 0.86653 | 0.79034
3 | 13 | 23 | 263.3 | 233.2 | 233.2 | 417.8 | 376.2 | 2024-03-13 23:00 | 0.78762 | 0.63508 | 0.63508 | 0.8398 | 0.73305
3 | 14 | 0 | 223.8 | 229.2 | 229.2 | 18.3 | 348.9 | 2024-03-14 | 0.66946 | 0.62418 | 0.62418 | 0.036784 | 0.67985
3 | 14 | 1 | 215.7 | 221.9 | 221.9 | 18.3 | 351.6 | 2024-03-14 01:00 | 0.64523 | 0.6043 | 0.6043 | 0.036784 | 0.68511
3 | 14 | 2 | 209.4 | 203.4 | 203.4 | 18.3 | 342.4 | 2024-03-14 02:00 | 0.62638 | 0.55392 | 0.55392 | 0.036784 | 0.66719
3 | 14 | 3 | 206.6 | 203.8 | 203.8 | 18.3 | 345.2 | 2024-03-14 03:00 | 0.61801 | 0.55501 | 0.55501 | 0.036784 | 0.67264
3 | 14 | 4 | 206.4 | 196.3 | 196.3 | 18.3 | 330 | 2024-03-14 04:00 | 0.61741 | 0.53459 | 0.53459 | 0.036784 | 0.64302
3 | 14 | 5 | 210.3 | 194.3 | 194.3 | 18.3 | 341.3 | 2024-03-14 05:00 | 0.62908 | 0.52914 | 0.52914 | 0.036784 | 0.66504
3 | 14 | 6 | 218.9 | 153.3 | 153.3 | 13.7 | 355.1 | 2024-03-14 06:00 | 0.6548 | 0.41748 | 0.41748 | 0.027538 | 0.69193
3 | 14 | 7 | 208.8 | 150.4 | 150.4 | 0 | 344 | 2024-03-14 07:00 | 0.62459 | 0.40959 | 0.40959 | 0 | 0.6703
3 | 14 | 8 | 156.8 | 138.3 | 138.3 | 0 | 339 | 2024-03-14 08:00 | 0.46904 | 0.37663 | 0.37663 | 0 | 0.66056
3 | 14 | 9 | 129.2 | 140.2 | 140.2 | 0 | 337.1 | 2024-03-14 09:00 | 0.38648 | 0.38181 | 0.38181 | 0 | 0.65686
3 | 14 | 10 | 132 | 138.2 | 138.2 | 0 | 332.8 | 2024-03-14 10:00 | 0.39485 | 0.37636 | 0.37636 | 0 | 0.64848
3 | 14 | 11 | 131.3 | 137.8 | 137.8 | 0 | 331.1 | 2024-03-14 11:00 | 0.39276 | 0.37527 | 0.37527 | 0 | 0.64517
3 | 14 | 12 | 132.8 | 146.2 | 146.2 | 0 | 339.1 | 2024-03-14 12:00 | 0.39725 | 0.39815 | 0.39815 | 0 | 0.66076
3 | 14 | 13 | 133.2 | 146 | 146 | 0 | 342.1 | 2024-03-14 13:00 | 0.39844 | 0.3976 | 0.3976 | 0 | 0.6666
3 | 14 | 14 | 133.5 | 138.2 | 138.2 | 0 | 333.7 | 2024-03-14 14:00 | 0.39934 | 0.37636 | 0.37636 | 0 | 0.65023
3 | 14 | 15 | 169.7 | 46.8 | 46.8 | 0 | 339.4 | 2024-03-14 15:00 | 0.50763 | 0.12745 | 0.12745 | 0 | 0.66134
3 | 14 | 16 | 167 | 93.5 | 93.5 | 0 | 356.9 | 2024-03-14 16:00 | 0.49955 | 0.25463 | 0.25463 | 0 | 0.69544
3 | 14 | 17 | 154.5 | 154 | 154 | 0 | 357.5 | 2024-03-14 17:00 | 0.46216 | 0.41939 | 0.41939 | 0 | 0.69661
3 | 14 | 18 | 252.3 | 218.3 | 218.3 | 24.6 | 378.3 | 2024-03-14 18:00 | 0.75471 | 0.5945 | 0.5945 | 0.049447 | 0.73714
3 | 14 | 19 | 255.3 | 248.8 | 248.8 | 36.6 | 429.4 | 2024-03-14 19:00 | 0.76369 | 0.67756 | 0.67756 | 0.073568 | 0.83671
3 | 14 | 20 | 258.1 | 246.2 | 246.2 | 36.7 | 398.7 | 2024-03-14 20:00 | 0.77206 | 0.67048 | 0.67048 | 0.073769 | 0.77689
3 | 14 | 21 | 260.4 | 242.1 | 242.1 | 36.7 | 384 | 2024-03-14 21:00 | 0.77894 | 0.65931 | 0.65931 | 0.073769 | 0.74825
3 | 14 | 22 | 261.3 | 241.9 | 241.9 | 36.7 | 309.3 | 2024-03-14 22:00 | 0.78163 | 0.65877 | 0.65877 | 0.073769 | 0.60269
3 | 14 | 23 | 260.4 | 238.7 | 238.7 | 36.6 | 269.8 | 2024-03-14 23:00 | 0.77894 | 0.65005 | 0.65005 | 0.073568 | 0.52572
3 | 15 | 0 | 213.9 | 217.8 | 217.8 | 342 | 397.6 | 2024-03-15 | 0.63984 | 0.59314 | 0.59314 | 0.68744 | 0.77475
3 | 15 | 1 | 203.8 | 215.2 | 215.2 | 318.2 | 381.9 | 2024-03-15 01:00 | 0.60963 | 0.58606 | 0.58606 | 0.6396 | 0.74415
3 | 15 | 2 | 201.6 | 215.4 | 215.4 | 327.8 | 350.4 | 2024-03-15 02:00 | 0.60305 | 0.5866 | 0.5866 | 0.65889 | 0.68277
3 | 15 | 3 | 200.2 | 196.7 | 196.7 | 323.9 | 341.7 | 2024-03-15 03:00 | 0.59886 | 0.53568 | 0.53568 | 0.65106 | 0.66582
3 | 15 | 4 | 212.7 | 198.8 | 198.8 | 297.2 | 336.4 | 2024-03-15 04:00 | 0.63625 | 0.54139 | 0.54139 | 0.59739 | 0.65549
3 | 15 | 5 | 213 | 199.4 | 199.4 | 299.3 | 337.5 | 2024-03-15 05:00 | 0.63715 | 0.54303 | 0.54303 | 0.60161 | 0.65764
3 | 15 | 6 | 217.6 | 167.2 | 167.2 | 336 | 369.1 | 2024-03-15 06:00 | 0.65091 | 0.45534 | 0.45534 | 0.67538 | 0.71921
3 | 15 | 7 | 197.1 | 159.3 | 159.3 | 296.2 | 328.4 | 2024-03-15 07:00 | 0.58959 | 0.43382 | 0.43382 | 0.59538 | 0.63991
3 | 15 | 8 | 60.3 | 143.1 | 143.1 | 293.5 | 341.6 | 2024-03-15 08:00 | 0.18038 | 0.38971 | 0.38971 | 0.58995 | 0.66563
3 | 15 | 9 | 30.5 | 146.3 | 146.3 | 309.8 | 341.6 | 2024-03-15 09:00 | 0.091235 | 0.39842 | 0.39842 | 0.62271 | 0.66563
3 | 15 | 10 | 129.5 | 151 | 151 | 293.6 | 339.8 | 2024-03-15 10:00 | 0.38738 | 0.41122 | 0.41122 | 0.59015 | 0.66212
3 | 15 | 11 | 126.1 | 128.5 | 128.5 | 297.8 | 341.9 | 2024-03-15 11:00 | 0.37721 | 0.34995 | 0.34995 | 0.59859 | 0.66621
3 | 15 | 12 | 131 | 134.4 | 134.4 | 298.9 | 344.8 | 2024-03-15 12:00 | 0.39186 | 0.36601 | 0.36601 | 0.6008 | 0.67186
3 | 15 | 13 | 126.2 | 132.7 | 132.7 | 320.7 | 360 | 2024-03-15 13:00 | 0.37751 | 0.36138 | 0.36138 | 0.64462 | 0.70148
3 | 15 | 14 | 128.7 | 160.4 | 160.4 | 326.8 | 360.7 | 2024-03-15 14:00 | 0.38498 | 0.43682 | 0.43682 | 0.65688 | 0.70284
3 | 15 | 15 | 125.1 | 163.3 | 163.3 | 333.7 | 369.3 | 2024-03-15 15:00 | 0.37421 | 0.44472 | 0.44472 | 0.67075 | 0.7196
3 | 15 | 16 | 174.6 | 216.8 | 216.8 | 338.5 | 359.8 | 2024-03-15 16:00 | 0.52229 | 0.59041 | 0.59041 | 0.6804 | 0.70109
3 | 15 | 17 | 183.5 | 230.3 | 230.3 | 345 | 375.8 | 2024-03-15 17:00 | 0.54891 | 0.62718 | 0.62718 | 0.69347 | 0.73227
3 | 15 | 18 | 222.6 | 227.1 | 227.1 | 350 | 395.7 | 2024-03-15 18:00 | 0.66587 | 0.61846 | 0.61846 | 0.70352 | 0.77104
3 | 15 | 19 | 246.8 | 250.3 | 250.3 | 423 | 425.6 | 2024-03-15 19:00 | 0.73826 | 0.68164 | 0.68164 | 0.85025 | 0.82931
3 | 15 | 20 | 254.7 | 241.6 | 241.6 | 430.9 | 428.9 | 2024-03-15 20:00 | 0.76189 | 0.65795 | 0.65795 | 0.86613 | 0.83574
3 | 15 | 21 | 249.6 | 239.9 | 239.9 | 425.5 | 423.4 | 2024-03-15 21:00 | 0.74663 | 0.65332 | 0.65332 | 0.85528 | 0.82502
3 | 15 | 22 | 248.8 | 231.5 | 231.5 | 412.5 | 416.8 | 2024-03-15 22:00 | 0.74424 | 0.63045 | 0.63045 | 0.82915 | 0.81216
3 | 15 | 23 | 247.2 | 226.5 | 226.5 | 373.5 | 389.7 | 2024-03-15 23:00 | 0.73946 | 0.61683 | 0.61683 | 0.75075 | 0.75935
3 | 16 | 0 | 226.9 | 231.6 | 231.6 | 375.4 | 377.4 | 2024-03-16 | 0.67873 | 0.63072 | 0.63072 | 0.75457 | 0.73539
3 | 16 | 1 | 218.2 | 225.4 | 225.4 | 352.7 | 373.6 | 2024-03-16 01:00 | 0.65271 | 0.61383 | 0.61383 | 0.70894 | 0.72798
3 | 16 | 2 | 212.3 | 220.4 | 220.4 | 345.6 | 357.2 | 2024-03-16 02:00 | 0.63506 | 0.60022 | 0.60022 | 0.69467 | 0.69602
3 | 16 | 3 | 213.2 | 210.7 | 210.7 | 339.7 | 350.1 | 2024-03-16 03:00 | 0.63775 | 0.5738 | 0.5738 | 0.68281 | 0.68219
3 | 16 | 4 | 211.2 | 210.5 | 210.5 | 342.7 | 343.9 | 2024-03-16 04:00 | 0.63177 | 0.57326 | 0.57326 | 0.68884 | 0.67011
3 | 16 | 5 | 209.2 | 210.6 | 210.6 | 336.8 | 357.1 | 2024-03-16 05:00 | 0.62579 | 0.57353 | 0.57353 | 0.67698 | 0.69583
3 | 16 | 6 | 236.5 | 175.7 | 175.7 | 350.8 | 388 | 2024-03-16 06:00 | 0.70745 | 0.47849 | 0.47849 | 0.70513 | 0.75604
3 | 16 | 7 | 163.3 | 172.8 | 172.8 | 349.7 | 360.1 | 2024-03-16 07:00 | 0.48848 | 0.47059 | 0.47059 | 0.70291 | 0.70168
3 | 16 | 8 | 126.9 | 151.3 | 151.3 | 329.6 | 335.1 | 2024-03-16 08:00 | 0.3796 | 0.41204 | 0.41204 | 0.66251 | 0.65296
3 | 16 | 9 | 133.3 | 150.7 | 150.7 | 271.7 | 347.1 | 2024-03-16 09:00 | 0.39874 | 0.4104 | 0.4104 | 0.54613 | 0.67634
3 | 16 | 10 | 134.1 | 153.7 | 153.7 | 322.5 | 351 | 2024-03-16 10:00 | 0.40114 | 0.41857 | 0.41857 | 0.64824 | 0.68394
3 | 16 | 11 | 128.5 | 151.9 | 151.9 | 322.3 | 352.9 | 2024-03-16 11:00 | 0.38439 | 0.41367 | 0.41367 | 0.64784 | 0.68765
3 | 16 | 12 | 129.4 | 151.9 | 151.9 | 333.3 | 359.9 | 2024-03-16 12:00 | 0.38708 | 0.41367 | 0.41367 | 0.66995 | 0.70129
3 | 16 | 13 | 185.1 | 148.8 | 148.8 | 328.3 | 346 | 2024-03-16 13:00 | 0.55369 | 0.40523 | 0.40523 | 0.6599 | 0.6742
3 | 16 | 14 | 130.3 | 149.9 | 149.9 | 333.3 | 352.9 | 2024-03-16 14:00 | 0.38977 | 0.40822 | 0.40822 | 0.66995 | 0.68765
3 | 16 | 15 | 122.1 | 155.2 | 155.2 | 341.4 | 348.9 | 2024-03-16 15:00 | 0.36524 | 0.42266 | 0.42266 | 0.68623 | 0.67985
3 | 16 | 16 | 127 | 203.5 | 203.5 | 345.3 | 332.3 | 2024-03-16 16:00 | 0.3799 | 0.55419 | 0.55419 | 0.69407 | 0.64751
3 | 16 | 17 | 172.8 | 201.4 | 201.4 | 344.8 | 343 | 2024-03-16 17:00 | 0.5169 | 0.54847 | 0.54847 | 0.69307 | 0.66836
3 | 16 | 18 | 199.8 | 224 | 224 | 357.6 | 355.8 | 2024-03-16 18:00 | 0.59767 | 0.61002 | 0.61002 | 0.71879 | 0.6933
3 | 16 | 19 | 251.3 | 235.9 | 235.9 | 430.2 | 467.5 | 2024-03-16 19:00 | 0.75172 | 0.64243 | 0.64243 | 0.86472 | 0.91095
3 | 16 | 20 | 257.4 | 238.9 | 238.9 | 445.9 | 471.4 | 2024-03-16 20:00 | 0.76997 | 0.6506 | 0.6506 | 0.89628 | 0.91855
3 | 16 | 21 | 255.8 | 230.9 | 230.9 | 443.8 | 444.5 | 2024-03-16 21:00 | 0.76518 | 0.62881 | 0.62881 | 0.89206 | 0.86613
3 | 16 | 22 | 256.4 | 237.8 | 237.8 | 420.6 | 446.8 | 2024-03-16 22:00 | 0.76698 | 0.6476 | 0.6476 | 0.84543 | 0.87062
3 | 16 | 23 | 222.7 | 234.7 | 234.7 | 406 | 413.6 | 2024-03-16 23:00 | 0.66617 | 0.63916 | 0.63916 | 0.81608 | 0.80592
3 | 17 | 0 | 223.87 | 167.4 | 167.4 | 346.8 | 396.9 | 2024-03-17 | 0.66967 | 0.45588 | 0.45588 | 0.69709 | 0.77338
3 | 17 | 1 | 217.13 | 166.4 | 166.4 | 341.6 | 385.3 | 2024-03-17 01:00 | 0.64951 | 0.45316 | 0.45316 | 0.68663 | 0.75078
3 | 17 | 2 | 203.37 | 165.4 | 165.4 | 335.6 | 376.4 | 2024-03-17 02:00 | 0.60835 | 0.45044 | 0.45044 | 0.67457 | 0.73344
3 | 17 | 3 | 203.8 | 165.4 | 165.4 | 333.6 | 354.2 | 2024-03-17 03:00 | 0.60963 | 0.45044 | 0.45044 | 0.67055 | 0.69018
3 | 17 | 4 | 204.43 | 165.4 | 165.4 | 329.6 | 351.3 | 2024-03-17 04:00 | 0.61152 | 0.45044 | 0.45044 | 0.66251 | 0.68453
3 | 17 | 5 | 205.93 | 167.4 | 167.4 | 346.6 | 360.3 | 2024-03-17 05:00 | 0.616 | 0.45588 | 0.45588 | 0.69668 | 0.70207
3 | 17 | 6 | 214.38 | 166 | 166 | 361.6 | 392.3 | 2024-03-17 06:00 | 0.64128 | 0.45207 | 0.45207 | 0.72683 | 0.76442
3 | 17 | 7 | 164.2 | 126 | 126 | 344.2 | 359 | 2024-03-17 07:00 | 0.49118 | 0.34314 | 0.34314 | 0.69186 | 0.69953
3 | 17 | 8 | 133.9 | 126 | 126 | 311.3 | 355.1 | 2024-03-17 08:00 | 0.40054 | 0.34314 | 0.34314 | 0.62573 | 0.69193
3 | 17 | 9 | 128.7 | 95.7 | 95.7 | 309 | 349.6 | 2024-03-17 09:00 | 0.38498 | 0.26062 | 0.26062 | 0.62111 | 0.68122
3 | 17 | 10 | 126.8 | 95.7 | 95.7 | 321.6 | 357.4 | 2024-03-17 10:00 | 0.3793 | 0.26062 | 0.26062 | 0.64643 | 0.69641
3 | 17 | 11 | 127.2 | 124.5 | 124.5 | 325.4 | 379.5 | 2024-03-17 11:00 | 0.3805 | 0.33905 | 0.33905 | 0.65407 | 0.73948
3 | 17 | 12 | 127.9 | 124.5 | 124.5 | 314.7 | 373.5 | 2024-03-17 12:00 | 0.38259 | 0.33905 | 0.33905 | 0.63256 | 0.72779
3 | 17 | 13 | 127.9 | 129.7 | 129.7 | 310.4 | 366.2 | 2024-03-17 13:00 | 0.38259 | 0.35321 | 0.35321 | 0.62392 | 0.71356
3 | 17 | 14 | 129 | 130.7 | 130.7 | 302.3 | 374.2 | 2024-03-17 14:00 | 0.38588 | 0.35594 | 0.35594 | 0.60764 | 0.72915
3 | 17 | 15 | 128.2 | 130.7 | 130.7 | 319.3 | 366.4 | 2024-03-17 15:00 | 0.38349 | 0.35594 | 0.35594 | 0.64181 | 0.71395
3 | 17 | 16 | 170.3 | 130.7 | 130.7 | 316.3 | 378.4 | 2024-03-17 16:00 | 0.50942 | 0.35594 | 0.35594 | 0.63578 | 0.73733
3 | 17 | 17 | 200.6 | 232.3 | 232.3 | 299.5 | 392.5 | 2024-03-17 17:00 | 0.60006 | 0.63263 | 0.63263 | 0.60201 | 0.76481
3 | 17 | 18 | 234.2 | 241.7 | 241.7 | 366.4 | 416.7 | 2024-03-17 18:00 | 0.70057 | 0.65822 | 0.65822 | 0.73648 | 0.81196
3 | 17 | 19 | 258.8 | 249.7 | 249.7 | 391.4 | 458.9 | 2024-03-17 19:00 | 0.77415 | 0.68001 | 0.68001 | 0.78673 | 0.89419
3 | 17 | 20 | 253.7 | 255.7 | 255.7 | 426 | 488.2 | 2024-03-17 20:00 | 0.7589 | 0.69635 | 0.69635 | 0.85628 | 0.95129
3 | 17 | 21 | 259.5 | 235.9 | 235.9 | 425.4 | 465.3 | 2024-03-17 21:00 | 0.77625 | 0.64243 | 0.64243 | 0.85508 | 0.90666
3 | 17 | 22 | 238.7 | 238 | 238 | 415.3 | 451.9 | 2024-03-17 22:00 | 0.71403 | 0.64815 | 0.64815 | 0.83477 | 0.88055
3 | 17 | 23 | 236 | 223 | 223 | 394.3 | 437.7 | 2024-03-17 23:00 | 0.70595 | 0.6073 | 0.6073 | 0.79256 | 0.85288
3 | 18 | 0 | 216.3 | 235.4 | 235.4 | 358.1 | 402.8 | 2024-03-18 | 0.64702 | 0.64107 | 0.64107 | 0.7198 | 0.78488
3 | 18 | 1 | 209.2 | 228.2 | 228.2 | 350.7 | 389.4 | 2024-03-18 01:00 | 0.62579 | 0.62146 | 0.62146 | 0.70492 | 0.75877
3 | 18 | 2 | 198.6 | 225.7 | 225.7 | 335.6 | 376.5 | 2024-03-18 02:00 | 0.59408 | 0.61465 | 0.61465 | 0.67457 | 0.73363
3 | 18 | 3 | 199.2 | 221.7 | 221.7 | 327.7 | 367.4 | 2024-03-18 03:00 | 0.59587 | 0.60376 | 0.60376 | 0.65869 | 0.7159
3 | 18 | 4 | 196.9 | 220.7 | 220.7 | 328.7 | 355.4 | 2024-03-18 04:00 | 0.58899 | 0.60103 | 0.60103 | 0.6607 | 0.69252
3 | 18 | 5 | 196.6 | 219.1 | 219.1 | 328.6 | 370.5 | 2024-03-18 05:00 | 0.58809 | 0.59668 | 0.59668 | 0.6605 | 0.72194
3 | 18 | 6 | 214.1 | 180.9 | 180.9 | 362.7 | 400.4 | 2024-03-18 06:00 | 0.64044 | 0.49265 | 0.49265 | 0.72905 | 0.7802
3 | 18 | 7 | 192.1 | 161.4 | 161.4 | 342.3 | 361.4 | 2024-03-18 07:00 | 0.57463 | 0.43954 | 0.43954 | 0.68804 | 0.70421
3 | 18 | 8 | 139.7 | 163.1 | 163.1 | 326.3 | 372.5 | 2024-03-18 08:00 | 0.41789 | 0.44417 | 0.44417 | 0.65588 | 0.72584
3 | 18 | 9 | 111.2 | 161.4 | 161.4 | 319.8 | 357.2 | 2024-03-18 09:00 | 0.33264 | 0.43954 | 0.43954 | 0.64281 | 0.69602
3 | 18 | 10 | 113.6 | 163.1 | 163.1 | 308.3 | 372.2 | 2024-03-18 10:00 | 0.33981 | 0.44417 | 0.44417 | 0.6197 | 0.72525
3 | 18 | 11 | 118 | 163.3 | 163.3 | 322.3 | 373.2 | 2024-03-18 11:00 | 0.35298 | 0.44472 | 0.44472 | 0.64784 | 0.7272
3 | 18 | 12 | 118 | 162.9 | 162.9 | 310.8 | 373.2 | 2024-03-18 12:00 | 0.35298 | 0.44363 | 0.44363 | 0.62472 | 0.7272
3 | 18 | 13 | 115.8 | 158.3 | 158.3 | 305.8 | 383.2 | 2024-03-18 13:00 | 0.3464 | 0.4311 | 0.4311 | 0.61467 | 0.74669
3 | 18 | 14 | 105.5 | 155.6 | 155.6 | 325.8 | 395.2 | 2024-03-18 14:00 | 0.31558 | 0.42375 | 0.42375 | 0.65487 | 0.77007
3 | 18 | 15 | 130.6 | 207.8 | 207.8 | 325.8 | 396.2 | 2024-03-18 15:00 | 0.39067 | 0.5659 | 0.5659 | 0.65487 | 0.77202
3 | 18 | 16 | 167.8 | 229.6 | 229.6 | 330.8 | 396.2 | 2024-03-18 16:00 | 0.50194 | 0.62527 | 0.62527 | 0.66492 | 0.77202
3 | 18 | 17 | 199.7 | 204.2 | 204.2 | 351.9 | 401.2 | 2024-03-18 17:00 | 0.59737 | 0.5561 | 0.5561 | 0.70734 | 0.78176
3 | 18 | 18 | 229.4 | 218.5 | 218.5 | 358.4 | 419.8 | 2024-03-18 18:00 | 0.68621 | 0.59504 | 0.59504 | 0.7204 | 0.818
3 | 18 | 19 | 259.6 | 248.4 | 248.4 | 430.2 | 461.3 | 2024-03-18 19:00 | 0.77655 | 0.67647 | 0.67647 | 0.86472 | 0.89887
3 | 18 | 20 | 258.6 | 241.4 | 241.4 | 444.6 | 477.6 | 2024-03-18 20:00 | 0.77356 | 0.65741 | 0.65741 | 0.89367 | 0.93063
3 | 18 | 21 | 257.3 | 248.2 | 248.2 | 425.6 | 472.2 | 2024-03-18 21:00 | 0.76967 | 0.67593 | 0.67593 | 0.85548 | 0.92011
3 | 18 | 22 | 260.4 | 233.2 | 233.2 | 419.7 | 455.2 | 2024-03-18 22:00 | 0.77894 | 0.63508 | 0.63508 | 0.84362 | 0.88698
3 | 18 | 23 | 242.7 | 217.4 | 217.4 | 348.6 | 433 | 2024-03-18 23:00 | 0.72599 | 0.59205 | 0.59205 | 0.7007 | 0.84373
3 | 19 | 0 | 224.6 | 231.8 | 231.8 | 341.1 | 403.6 | 2024-03-19 | 0.67185 | 0.63126 | 0.63126 | 0.68563 | 0.78644
3 | 19 | 1 | 223.7 | 221.7 | 221.7 | 322.1 | 390 | 2024-03-19 01:00 | 0.66916 | 0.60376 | 0.60376 | 0.64744 | 0.75994
3 | 19 | 2 | 223.8 | 219.8 | 219.8 | 313.2 | 373.2 | 2024-03-19 02:00 | 0.66946 | 0.59858 | 0.59858 | 0.62955 | 0.7272
3 | 19 | 3 | 219.1 | 213.5 | 213.5 | 307 | 366.2 | 2024-03-19 03:00 | 0.6554 | 0.58143 | 0.58143 | 0.61709 | 0.71356
3 | 19 | 4 | 217.2 | 213.6 | 213.6 | 321 | 355.2 | 2024-03-19 04:00 | 0.64972 | 0.5817 | 0.5817 | 0.64523 | 0.69213
3 | 19 | 5 | 218.6 | 214.7 | 214.7 | 308.9 | 361.2 | 2024-03-19 05:00 | 0.6539 | 0.58469 | 0.58469 | 0.6209 | 0.70382
3 | 19 | 6 | 216.2 | 227.7 | 227.7 | 328.8 | 371.2 | 2024-03-19 06:00 | 0.64672 | 0.6201 | 0.6201 | 0.6609 | 0.7233
3 | 19 | 7 | 157.5 | 196.2 | 196.2 | 304.5 | 361.2 | 2024-03-19 07:00 | 0.47113 | 0.53431 | 0.53431 | 0.61206 | 0.70382
3 | 19 | 8 | 142.7 | 136.1 | 136.1 | 303.2 | 344.2 | 2024-03-19 08:00 | 0.42686 | 0.37064 | 0.37064 | 0.60945 | 0.67069
3 | 19 | 9 | 151.6 | 136.4 | 136.4 | 302.1 | 346.2 | 2024-03-19 09:00 | 0.45348 | 0.37146 | 0.37146 | 0.60724 | 0.67459
3 | 19 | 10 | 148.8 | 135.8 | 135.8 | 300.2 | 335.2 | 2024-03-19 10:00 | 0.44511 | 0.36983 | 0.36983 | 0.60342 | 0.65316
3 | 19 | 11 | 148.5 | 126.6 | 126.6 | 294.3 | 347.2 | 2024-03-19 11:00 | 0.44421 | 0.34477 | 0.34477 | 0.59156 | 0.67654
3 | 19 | 12 | 149.7 | 120.5 | 120.5 | 306.8 | 364.2 | 2024-03-19 12:00 | 0.4478 | 0.32816 | 0.32816 | 0.61668 | 0.70966
3 | 19 | 13 | 139 | 116.1 | 116.1 | 310.1 | 365.2 | 2024-03-19 13:00 | 0.41579 | 0.31618 | 0.31618 | 0.62332 | 0.71161
3 | 19 | 14 | 136.5 | 117.2 | 117.2 | 308.1 | 281.2 | 2024-03-19 14:00 | 0.40832 | 0.31917 | 0.31917 | 0.6193 | 0.54793
3 | 19 | 15 | 139 | 136.9 | 136.9 | 304.2 | 342.2 | 2024-03-19 15:00 | 0.41579 | 0.37282 | 0.37282 | 0.61146 | 0.6668
3 | 19 | 16 | 182.8 | 153.5 | 153.5 | 301.3 | 356.2 | 2024-03-19 16:00 | 0.54681 | 0.41803 | 0.41803 | 0.60563 | 0.69408
3 | 19 | 17 | 179.1 | 186.6 | 186.6 | 315.8 | 368.2 | 2024-03-19 17:00 | 0.53575 | 0.50817 | 0.50817 | 0.63477 | 0.71746
3 | 19 | 18 | 228.8 | 213.5 | 213.5 | 324.3 | 383.7 | 2024-03-19 18:00 | 0.68442 | 0.58143 | 0.58143 | 0.65186 | 0.74766
3 | 19 | 19 | 261.3 | 261.6 | 261.6 | 378.8 | 428.1 | 2024-03-19 19:00 | 0.78163 | 0.71242 | 0.71242 | 0.76141 | 0.83418
3 | 19 | 20 | 257.8 | 263.2 | 263.2 | 395.2 | 444.6 | 2024-03-19 20:00 | 0.77116 | 0.71678 | 0.71678 | 0.79437 | 0.86633
3 | 19 | 21 | 263 | 261.2 | 261.2 | 399.9 | 453.6 | 2024-03-19 21:00 | 0.78672 | 0.71133 | 0.71133 | 0.80382 | 0.88387
3 | 19 | 22 | 258.8 | 236.1 | 236.1 | 359.9 | 432.7 | 2024-03-19 22:00 | 0.77415 | 0.64297 | 0.64297 | 0.72342 | 0.84314
3 | 19 | 23 | 240.3 | 240 | 240 | 349.3 | 421.3 | 2024-03-19 23:00 | 0.71882 | 0.65359 | 0.65359 | 0.70211 | 0.82093
3 | 20 | 0 | 209.7 | 222.6 | 222.6 | 330 | 295.5 | 2024-03-20 | 0.62728 | 0.60621 | 0.60621 | 0.66332 | 0.5758
3 | 20 | 1 | 211.9 | 223.6 | 223.6 | 321.4 | 272.2 | 2024-03-20 01:00 | 0.63386 | 0.60893 | 0.60893 | 0.64603 | 0.5304
3 | 20 | 2 | 207.7 | 224.7 | 224.7 | 310.1 | 263.2 | 2024-03-20 02:00 | 0.6213 | 0.61193 | 0.61193 | 0.62332 | 0.51286
3 | 20 | 3 | 207.6 | 220.4 | 220.4 | 302.1 | 257.2 | 2024-03-20 03:00 | 0.621 | 0.60022 | 0.60022 | 0.60724 | 0.50117
3 | 20 | 4 | 209.6 | 218.6 | 218.6 | 297.3 | 249.2 | 2024-03-20 04:00 | 0.62698 | 0.59532 | 0.59532 | 0.59759 | 0.48558
3 | 20 | 5 | 215.3 | 0 | 0 | 304.5 | 248.2 | 2024-03-20 05:00 | 0.64403 | 0 | 0 | 0.61206 | 0.48363
3 | 20 | 6 | 219.2 | 74.6 | 74.6 | 318.5 | 243.2 | 2024-03-20 06:00 | 0.6557 | 0.20316 | 0.20316 | 0.6402 | 0.47389
3 | 20 | 7 | 173.6 | 57.1 | 57.1 | 307.7 | 245.2 | 2024-03-20 07:00 | 0.51929 | 0.1555 | 0.1555 | 0.61849 | 0.47779
3 | 20 | 8 | 151.2 | 62.1 | 62.1 | 304 | 201.2 | 2024-03-20 08:00 | 0.45229 | 0.16912 | 0.16912 | 0.61106 | 0.39205
3 | 20 | 9 | 144.6 | 129.1 | 129.1 | 288 | 195.2 | 2024-03-20 09:00 | 0.43255 | 0.35158 | 0.35158 | 0.57889 | 0.38036
3 | 20 | 10 | 139.3 | 117.7 | 117.7 | 290.3 | 231.2 | 2024-03-20 10:00 | 0.41669 | 0.32053 | 0.32053 | 0.58352 | 0.45051
3 | 20 | 11 | 139.5 | 98.3 | 98.3 | 305.6 | 300.2 | 2024-03-20 11:00 | 0.41729 | 0.2677 | 0.2677 | 0.61427 | 0.58496
3 | 20 | 12 | 143.1 | 120.3 | 120.3 | 298 | 315.2 | 2024-03-20 12:00 | 0.42806 | 0.32761 | 0.32761 | 0.59899 | 0.61419
3 | 20 | 13 | 147.5 | 93.3 | 93.3 | 307.2 | 308.2 | 2024-03-20 13:00 | 0.44122 | 0.25408 | 0.25408 | 0.61749 | 0.60055
3 | 20 | 14 | 147.2 | 111.3 | 111.3 | 317.1 | 308.2 | 2024-03-20 14:00 | 0.44032 | 0.3031 | 0.3031 | 0.63739 | 0.60055
3 | 20 | 15 | 149 | 112 | 112 | 325.7 | 354.2 | 2024-03-20 15:00 | 0.44571 | 0.30501 | 0.30501 | 0.65467 | 0.69018
3 | 20 | 16 | 200.9 | 152.4 | 152.4 | 323.1 | 342.2 | 2024-03-20 16:00 | 0.60096 | 0.41503 | 0.41503 | 0.64945 | 0.6668
3 | 20 | 17 | 204 | 181.1 | 181.1 | 305.1 | 359.2 | 2024-03-20 17:00 | 0.61023 | 0.49319 | 0.49319 | 0.61327 | 0.69992
3 | 20 | 18 | 230 | 199.7 | 199.7 | 308.9 | 381.1 | 2024-03-20 18:00 | 0.688 | 0.54385 | 0.54385 | 0.6209 | 0.7426
3 | 20 | 19 | 254.1 | 271.2 | 271.2 | 368.7 | 436.7 | 2024-03-20 19:00 | 0.7601 | 0.73856 | 0.73856 | 0.74111 | 0.85094
3 | 20 | 20 | 259.7 | 251.2 | 251.2 | 389.2 | 448.2 | 2024-03-20 20:00 | 0.77685 | 0.6841 | 0.6841 | 0.78231 | 0.87334
3 | 20 | 21 | 242.4 | 265.3 | 265.3 | 383.1 | 453.1 | 2024-03-20 21:00 | 0.7251 | 0.72249 | 0.72249 | 0.77005 | 0.88289
3 | 20 | 22 | 240.5 | 259.2 | 259.2 | 366.3 | 441.2 | 2024-03-20 22:00 | 0.71941 | 0.70588 | 0.70588 | 0.73628 | 0.8597
3 | 20 | 23 | 235.9 | 242.1 | 242.1 | 351.4 | 412.6 | 2024-03-20 23:00 | 0.70565 | 0.65931 | 0.65931 | 0.70633 | 0.80398
3 | 21 | 0 | 233.5 | 236.2 | 236.2 | 316.4 | 375.4 | 2024-03-21 | 0.69847 | 0.64325 | 0.64325 | 0.63598 | 0.73149
3 | 21 | 1 | 221.3 | 243.4 | 243.4 | 310.3 | 363.3 | 2024-03-21 01:00 | 0.66198 | 0.66285 | 0.66285 | 0.62372 | 0.70791
3 | 21 | 2 | 210.3 | 255.5 | 255.5 | 288.3 | 353.7 | 2024-03-21 02:00 | 0.62908 | 0.69581 | 0.69581 | 0.5795 | 0.6892
3 | 21 | 3 | 209 | 250.5 | 250.5 | 291.3 | 346.7 | 2024-03-21 03:00 | 0.62519 | 0.68219 | 0.68219 | 0.58553 | 0.67557
3 | 21 | 4 | 202.8 | 248.5 | 248.5 | 288.3 | 343.7 | 2024-03-21 04:00 | 0.60664 | 0.67674 | 0.67674 | 0.5795 | 0.66972
3 | 21 | 5 | 200.6 | 248.09 | 248.09 | 291.3 | 354.7 | 2024-03-21 05:00 | 0.60006 | 0.67563 | 0.67563 | 0.58553 | 0.69115
3 | 21 | 6 | 219 | 244.5 | 244.5 | 293.3 | 385 | 2024-03-21 06:00 | 0.6551 | 0.66585 | 0.66585 | 0.58955 | 0.75019
3 | 21 | 7 | 144.5 | 208.4 | 208.4 | 290.3 | 349 | 2024-03-21 07:00 | 0.43225 | 0.56754 | 0.56754 | 0.58352 | 0.68005
3 | 21 | 8 | 143.1 | 158 | 158 | 280.3 | 342 | 2024-03-21 08:00 | 0.42806 | 0.43028 | 0.43028 | 0.56342 | 0.66641
3 | 21 | 9 | 110.9 | 151.2 | 151.2 | 277.3 | 346 | 2024-03-21 09:00 | 0.33174 | 0.41176 | 0.41176 | 0.55739 | 0.6742
3 | 21 | 10 | 105.4 | 143.5 | 143.5 | 286.3 | 354 | 2024-03-21 10:00 | 0.31529 | 0.3908 | 0.3908 | 0.57548 | 0.68979
3 | 21 | 11 | 101.9 | 139.3 | 139.3 | 298.3 | 353 | 2024-03-21 11:00 | 0.30482 | 0.37936 | 0.37936 | 0.5996 | 0.68784
3 | 21 | 12 | 129.3 | 113.2 | 113.2 | 295.3 | 356 | 2024-03-21 12:00 | 0.38678 | 0.30828 | 0.30828 | 0.59357 | 0.69369
3 | 21 | 13 | 128.7 | 123.5 | 123.5 | 295.3 | 365 | 2024-03-21 13:00 | 0.38498 | 0.33633 | 0.33633 | 0.59357 | 0.71122
3 | 21 | 14 | 124.6 | 144.7 | 144.7 | 293.3 | 368 | 2024-03-21 14:00 | 0.37272 | 0.39406 | 0.39406 | 0.58955 | 0.71707
3 | 21 | 15 | 129.1 | 151.6 | 151.6 | 306.3 | 375 | 2024-03-21 15:00 | 0.38618 | 0.41285 | 0.41285 | 0.61568 | 0.73071
3 | 21 | 16 | 171.5 | 184 | 184 | 304.3 | 386 | 2024-03-21 16:00 | 0.51301 | 0.50109 | 0.50109 | 0.61166 | 0.75214
3 | 21 | 17 | 191.6 | 181.4 | 181.4 | 290.3 | 378.2 | 2024-03-21 17:00 | 0.57314 | 0.49401 | 0.49401 | 0.58352 | 0.73694
3 | 21 | 18 | 216 | 209.2 | 209.2 | 331.8 | 393.5 | 2024-03-21 18:00 | 0.64613 | 0.56972 | 0.56972 | 0.66693 | 0.76676
3 | 21 | 19 | 255 | 254.8 | 254.8 | 361.7 | 439.5 | 2024-03-21 19:00 | 0.76279 | 0.6939 | 0.6939 | 0.72704 | 0.85639
3 | 21 | 20 | 257.6 | 243.7 | 243.7 | 329.6 | 445.4 | 2024-03-21 20:00 | 0.77057 | 0.66367 | 0.66367 | 0.66251 | 0.86789
3 | 21 | 21 | 260 | 258 | 258 | 341.6 | 459.9 | 2024-03-21 21:00 | 0.77774 | 0.70261 | 0.70261 | 0.68663 | 0.89614
3 | 21 | 22 | 231.5 | 262.1 | 262.1 | 367.6 | 441.6 | 2024-03-21 22:00 | 0.69249 | 0.71378 | 0.71378 | 0.73889 | 0.86048
3 | 21 | 23 | 233.4 | 252.7 | 252.7 | 328 | 425.7 | 2024-03-21 23:00 | 0.69818 | 0.68818 | 0.68818 | 0.6593 | 0.8295
3 | 22 | 0 | 217 | 243.8 | 243.8 | 302.4 | 413.1 | 2024-03-22 | 0.64912 | 0.66394 | 0.66394 | 0.60784 | 0.80495
3 | 22 | 1 | 216.4 | 235.8 | 235.8 | 292.3 | 401.9 | 2024-03-22 01:00 | 0.64732 | 0.64216 | 0.64216 | 0.58754 | 0.78313
3 | 22 | 2 | 194 | 237.7 | 237.7 | 271.3 | 371.2 | 2024-03-22 02:00 | 0.58032 | 0.64733 | 0.64733 | 0.54533 | 0.7233
3 | 22 | 3 | 187.6 | 233.7 | 233.7 | 271.3 | 362.2 | 2024-03-22 03:00 | 0.56117 | 0.63644 | 0.63644 | 0.54533 | 0.70577
3 | 22 | 4 | 198.3 | 232.5 | 232.5 | 269.3 | 358.2 | 2024-03-22 04:00 | 0.59318 | 0.63317 | 0.63317 | 0.54131 | 0.69797
3 | 22 | 5 | 213 | 237.3 | 237.3 | 269.3 | 364.2 | 2024-03-22 05:00 | 0.63715 | 0.64624 | 0.64624 | 0.54131 | 0.70966
3 | 22 | 6 | 176 | 239.2 | 239.2 | 297.3 | 397.2 | 2024-03-22 06:00 | 0.52647 | 0.65142 | 0.65142 | 0.59759 | 0.77397
3 | 22 | 7 | 147 | 195 | 195 | 287.3 | 349 | 2024-03-22 07:00 | 0.43972 | 0.53105 | 0.53105 | 0.57749 | 0.68005
3 | 22 | 8 | 130.7 | 200 | 200 | 262.3 | 367 | 2024-03-22 08:00 | 0.39097 | 0.54466 | 0.54466 | 0.52724 | 0.71512
3 | 22 | 9 | 133.4 | 216.2 | 216.2 | 270.3 | 369 | 2024-03-22 09:00 | 0.39904 | 0.58878 | 0.58878 | 0.54332 | 0.71902
3 | 22 | 10 | 130.8 | 153.7 | 153.7 | 274.3 | 359 | 2024-03-22 10:00 | 0.39127 | 0.41857 | 0.41857 | 0.55136 | 0.69953
3 | 22 | 11 | 130.4 | 156.9 | 156.9 | 286 | 367 | 2024-03-22 11:00 | 0.39007 | 0.42729 | 0.42729 | 0.57487 | 0.71512
3 | 22 | 12 | 132.2 | 149.8 | 149.8 | 280 | 369 | 2024-03-22 12:00 | 0.39545 | 0.40795 | 0.40795 | 0.56281 | 0.71902
3 | 22 | 13 | 132.5 | 150.9 | 150.9 | 282 | 372 | 2024-03-22 13:00 | 0.39635 | 0.41095 | 0.41095 | 0.56683 | 0.72486
3 | 22 | 14 | 128.5 | 139.9 | 139.9 | 281 | 390 | 2024-03-22 14:00 | 0.38439 | 0.38099 | 0.38099 | 0.56482 | 0.75994
3 | 22 | 15 | 130.3 | 176 | 176 | 277 | 394 | 2024-03-22 15:00 | 0.38977 | 0.4793 | 0.4793 | 0.55678 | 0.76773
3 | 22 | 16 | 174.1 | 184 | 184 | 300.5 | 378 | 2024-03-22 16:00 | 0.52079 | 0.50109 | 0.50109 | 0.60402 | 0.73655
3 | 22 | 17 | 168.5 | 184.3 | 184.3 | 327.1 | 386 | 2024-03-22 17:00 | 0.50404 | 0.50191 | 0.50191 | 0.65749 | 0.75214
3 | 22 | 18 | 252.2 | 193.4 | 193.4 | 316 | 400.7 | 2024-03-22 18:00 | 0.75441 | 0.52669 | 0.52669 | 0.63518 | 0.78079
3 | 22 | 19 | 264.6 | 262.4 | 262.4 | 379.8 | 465.4 | 2024-03-22 19:00 | 0.7915 | 0.7146 | 0.7146 | 0.76342 | 0.90686
3 | 22 | 20 | 264.8 | 263.7 | 263.7 | 388.6 | 484.8 | 2024-03-22 20:00 | 0.7921 | 0.71814 | 0.71814 | 0.78111 | 0.94466
3 | 22 | 21 | 265.3 | 269.1 | 269.1 | 378.6 | 477.9 | 2024-03-22 21:00 | 0.7936 | 0.73284 | 0.73284 | 0.76101 | 0.93122
3 | 22 | 22 | 252.5 | 267.9 | 267.9 | 364.6 | 472.2 | 2024-03-22 22:00 | 0.75531 | 0.72958 | 0.72958 | 0.73286 | 0.92011
3 | 22 | 23 | 234.1 | 253.5 | 253.5 | 323 | 435.9 | 2024-03-22 23:00 | 0.70027 | 0.69036 | 0.69036 | 0.64925 | 0.84938
3 | 23 | 0 | 209.8 | 227.9 | 227.9 | 320.4 | 400.7 | 2024-03-23 | 0.62758 | 0.62064 | 0.62064 | 0.64402 | 0.78079
3 | 23 | 1 | 213.4 | 222.3 | 222.3 | 309.5 | 387.5 | 2024-03-23 01:00 | 0.63835 | 0.60539 | 0.60539 | 0.62211 | 0.75507
3 | 23 | 2 | 212.4 | 224.7 | 224.7 | 304.5 | 378.5 | 2024-03-23 02:00 | 0.63536 | 0.61193 | 0.61193 | 0.61206 | 0.73753
3 | 23 | 3 | 208.4 | 217.5 | 217.5 | 296.5 | 371.5 | 2024-03-23 03:00 | 0.62339 | 0.59232 | 0.59232 | 0.59598 | 0.72389
3 | 23 | 4 | 208.7 | 216.8 | 216.8 | 296.5 | 362.5 | 2024-03-23 04:00 | 0.62429 | 0.59041 | 0.59041 | 0.59598 | 0.70635
3 | 23 | 5 | 214.6 | 212.5 | 212.5 | 302.5 | 368.5 | 2024-03-23 05:00 | 0.64194 | 0.5787 | 0.5787 | 0.60804 | 0.71804
3 | 23 | 6 | 221 | 144.4 | 144.4 | 323.5 | 399.5 | 2024-03-23 06:00 | 0.66108 | 0.39325 | 0.39325 | 0.65025 | 0.77845
3 | 23 | 7 | 215.3 | 136 | 136 | 302.5 | 355.5 | 2024-03-23 07:00 | 0.64403 | 0.37037 | 0.37037 | 0.60804 | 0.69271
3 | 23 | 8 | 172.6 | 140.4 | 140.4 | 293.5 | 346 | 2024-03-23 08:00 | 0.5163 | 0.38235 | 0.38235 | 0.58995 | 0.6742
3 | 23 | 9 | 120.1 | 140 | 140 | 290.5 | 358 | 2024-03-23 09:00 | 0.35926 | 0.38126 | 0.38126 | 0.58392 | 0.69758
3 | 23 | 10 | 132.1 | 138.2 | 138.2 | 285.5 | 341 | 2024-03-23 10:00 | 0.39515 | 0.37636 | 0.37636 | 0.57387 | 0.66446
3 | 23 | 11 | 131.2 | 138.9 | 138.9 | 290.5 | 350 | 2024-03-23 11:00 | 0.39246 | 0.37827 | 0.37827 | 0.58392 | 0.682
3 | 23 | 12 | 131.4 | 149.2 | 149.2 | 290.5 | 355 | 2024-03-23 12:00 | 0.39306 | 0.40632 | 0.40632 | 0.58392 | 0.69174
3 | 23 | 13 | 124.2 | 151.1 | 151.1 | 295.5 | 377 | 2024-03-23 13:00 | 0.37152 | 0.41149 | 0.41149 | 0.59397 | 0.73461
3 | 23 | 14 | 122.8 | 179.62 | 179.62 | 322.5 | 379 | 2024-03-23 14:00 | 0.36733 | 0.48916 | 0.48916 | 0.64824 | 0.7385
3 | 23 | 15 | 128.4 | 182.3 | 182.3 | 322.5 | 375 | 2024-03-23 15:00 | 0.38409 | 0.49646 | 0.49646 | 0.64824 | 0.73071
3 | 23 | 16 | 131 | 191.4 | 191.4 | 311.5 | 373 | 2024-03-23 16:00 | 0.39186 | 0.52124 | 0.52124 | 0.62613 | 0.72681
3 | 23 | 17 | 131.2 | 190.4 | 190.4 | 313.9 | 391 | 2024-03-23 17:00 | 0.39246 | 0.51852 | 0.51852 | 0.63095 | 0.76189
3 | 23 | 18 | 249.5 | 233.8 | 233.8 | 343.1 | 411.1 | 2024-03-23 18:00 | 0.74634 | 0.63671 | 0.63671 | 0.68965 | 0.80105
3 | 23 | 19 | 259.1 | 274.2 | 274.2 | 378.6 | 478.2 | 2024-03-23 19:00 | 0.77505 | 0.74673 | 0.74673 | 0.76101 | 0.9318
3 | 23 | 20 | 249.6 | 280.6 | 280.6 | 388.6 | 500.4 | 2024-03-23 20:00 | 0.74663 | 0.76416 | 0.76416 | 0.78111 | 0.97506
3 | 23 | 21 | 245.9 | 276.7 | 276.7 | 416.7 | 483.5 | 2024-03-23 21:00 | 0.73557 | 0.75354 | 0.75354 | 0.83759 | 0.94213
3 | 23 | 22 | 250.5 | 251.1 | 251.1 | 393.6 | 461.4 | 2024-03-23 22:00 | 0.74933 | 0.68382 | 0.68382 | 0.79116 | 0.89906
3 | 23 | 23 | 250.1 | 258.2 | 258.2 | 363.6 | 432 | 2024-03-23 23:00 | 0.74813 | 0.70316 | 0.70316 | 0.73085 | 0.84178
3 | 24 | 0 | 228.8 | 277.1 | 277.1 | 350.1 | 395.1 | 2024-03-24 | 0.68442 | 0.75463 | 0.75463 | 0.70372 | 0.76988
3 | 24 | 1 | 220.2 | 219.2 | 219.2 | 336.4 | 357 | 2024-03-24 01:00 | 0.65869 | 0.59695 | 0.59695 | 0.67618 | 0.69564
3 | 24 | 2 | 212.9 | 204.3 | 204.3 | 342.4 | 363 | 2024-03-24 02:00 | 0.63685 | 0.55637 | 0.55637 | 0.68824 | 0.70733
3 | 24 | 3 | 214.3 | 201.2 | 201.2 | 328.2 | 355 | 2024-03-24 03:00 | 0.64104 | 0.54793 | 0.54793 | 0.6597 | 0.69174
3 | 24 | 4 | 214.7 | 197.3 | 197.3 | 326.3 | 350 | 2024-03-24 04:00 | 0.64224 | 0.53731 | 0.53731 | 0.65588 | 0.682
3 | 24 | 5 | 213.2 | 198.8 | 198.8 | 336.3 | 360 | 2024-03-24 05:00 | 0.63775 | 0.54139 | 0.54139 | 0.67598 | 0.70148
3 | 24 | 6 | 232.6 | 199.5 | 199.5 | 354.2 | 396 | 2024-03-24 06:00 | 0.69578 | 0.5433 | 0.5433 | 0.71196 | 0.77163
3 | 24 | 7 | 214.8 | 160.8 | 160.8 | 325.3 | 353 | 2024-03-24 07:00 | 0.64254 | 0.43791 | 0.43791 | 0.65387 | 0.68784
3 | 24 | 8 | 124.5 | 161.1 | 161.1 | 318.4 | 352 | 2024-03-24 08:00 | 0.37242 | 0.43873 | 0.43873 | 0.64 | 0.68589
3 | 24 | 9 | 125.5 | 161.9 | 161.9 | 317.4 | 359 | 2024-03-24 09:00 | 0.37541 | 0.4409 | 0.4409 | 0.63799 | 0.69953
3 | 24 | 10 | 129.1 | 162.5 | 162.5 | 314.5 | 368 | 2024-03-24 10:00 | 0.38618 | 0.44254 | 0.44254 | 0.63216 | 0.71707
3 | 24 | 11 | 129.8 | 162.8 | 162.8 | 325.5 | 367 | 2024-03-24 11:00 | 0.38827 | 0.44336 | 0.44336 | 0.65427 | 0.71512
3 | 24 | 12 | 127.8 | 161.3 | 161.3 | 322.5 | 362 | 2024-03-24 12:00 | 0.38229 | 0.43927 | 0.43927 | 0.64824 | 0.70538
3 | 24 | 13 | 126.5 | 153.3 | 153.3 | 324.4 | 363 | 2024-03-24 13:00 | 0.3784 | 0.41748 | 0.41748 | 0.65206 | 0.70733
3 | 24 | 14 | 129.4 | 160.4 | 160.4 | 319.4 | 364 | 2024-03-24 14:00 | 0.38708 | 0.43682 | 0.43682 | 0.64201 | 0.70928
3 | 24 | 15 | 126.9 | 160.4 | 160.4 | 336.3 | 386 | 2024-03-24 15:00 | 0.3796 | 0.43682 | 0.43682 | 0.67598 | 0.75214
3 | 24 | 16 | 165.4 | 198.6 | 198.6 | 333.6 | 405 | 2024-03-24 16:00 | 0.49477 | 0.54085 | 0.54085 | 0.67055 | 0.78917
3 | 24 | 17 | 177.3 | 204.2 | 204.2 | 359.2 | 390 | 2024-03-24 17:00 | 0.53036 | 0.5561 | 0.5561 | 0.72201 | 0.75994
3 | 24 | 18 | 231.4 | 217.9 | 217.9 | 365.2 | 415.3 | 2024-03-24 18:00 | 0.69219 | 0.59341 | 0.59341 | 0.73407 | 0.80924
3 | 24 | 19 | 252 | 270 | 270 | 414.6 | 430.9 | 2024-03-24 19:00 | 0.75381 | 0.73529 | 0.73529 | 0.83337 | 0.83963
3 | 24 | 20 | 251.7 | 276.6 | 276.6 | 413.5 | 450.1 | 2024-03-24 20:00 | 0.75292 | 0.75327 | 0.75327 | 0.83116 | 0.87705
3 | 24 | 21 | 247.7 | 278.4 | 278.4 | 402.7 | 472.7 | 2024-03-24 21:00 | 0.74095 | 0.75817 | 0.75817 | 0.80945 | 0.92108
3 | 24 | 22 | 238.5 | 264.1 | 264.1 | 402.8 | 453.6 | 2024-03-24 22:00 | 0.71343 | 0.71923 | 0.71923 | 0.80965 | 0.88387
3 | 24 | 23 | 227.9 | 245 | 245 | 388.8 | 423.6 | 2024-03-24 23:00 | 0.68172 | 0.66721 | 0.66721 | 0.78151 | 0.82541
3 | 25 | 0 | 224.1 | 233.9 | 233.9 | 329.6 | 394.2 | 2024-03-25 | 0.67036 | 0.63698 | 0.63698 | 0.66251 | 0.76812
3 | 25 | 1 | 211.1 | 203.7 | 203.7 | 333.4 | 393.2 | 2024-03-25 01:00 | 0.63147 | 0.55474 | 0.55474 | 0.67015 | 0.76617
3 | 25 | 2 | 199.6 | 203.3 | 203.3 | 327.2 | 383.2 | 2024-03-25 02:00 | 0.59707 | 0.55365 | 0.55365 | 0.65769 | 0.74669
3 | 25 | 3 | 199.8 | 191.8 | 191.8 | 319.3 | 369.2 | 2024-03-25 03:00 | 0.59767 | 0.52233 | 0.52233 | 0.64181 | 0.71941
3 | 25 | 4 | 200.4 | 197 | 197 | 318.4 | 327.2 | 2024-03-25 04:00 | 0.59946 | 0.53649 | 0.53649 | 0.64 | 0.63757
3 | 25 | 5 | 187.1 | 189.4 | 189.4 | 329.3 | 339.2 | 2024-03-25 05:00 | 0.55968 | 0.5158 | 0.5158 | 0.66191 | 0.66095
3 | 25 | 6 | 208.1 | 152.4 | 152.4 | 351.3 | 386.2 | 2024-03-25 06:00 | 0.62249 | 0.41503 | 0.41503 | 0.70613 | 0.75253
3 | 25 | 7 | 148 | 126.1 | 126.1 | 315 | 340 | 2024-03-25 07:00 | 0.44272 | 0.34341 | 0.34341 | 0.63317 | 0.66251
3 | 25 | 8 | 125.2 | 127.9 | 127.9 | 318.8 | 359 | 2024-03-25 08:00 | 0.37451 | 0.34831 | 0.34831 | 0.6408 | 0.69953
3 | 25 | 9 | 113.2 | 124.2 | 124.2 | 322.1 | 353 | 2024-03-25 09:00 | 0.33862 | 0.33824 | 0.33824 | 0.64744 | 0.68784
3 | 25 | 10 | 127.7 | 98.4 | 98.4 | 316.2 | 361 | 2024-03-25 10:00 | 0.38199 | 0.26797 | 0.26797 | 0.63558 | 0.70343
3 | 25 | 11 | 129.1 | 100.4 | 100.4 | 314.1 | 361 | 2024-03-25 11:00 | 0.38618 | 0.27342 | 0.27342 | 0.63136 | 0.70343
3 | 25 | 12 | 130 | 97.3 | 97.3 | 323.8 | 374 | 2024-03-25 12:00 | 0.38887 | 0.26498 | 0.26498 | 0.65085 | 0.72876
3 | 25 | 13 | 124.6 | 93.1 | 93.1 | 317.1 | 383 | 2024-03-25 13:00 | 0.37272 | 0.25354 | 0.25354 | 0.63739 | 0.7463
3 | 25 | 14 | 126.8 | 93.1 | 93.1 | 326 | 387 | 2024-03-25 14:00 | 0.3793 | 0.25354 | 0.25354 | 0.65528 | 0.75409
3 | 25 | 15 | 128.8 | 97.3 | 97.3 | 312.9 | 331 | 2024-03-25 15:00 | 0.38528 | 0.26498 | 0.26498 | 0.62894 | 0.64497
3 | 25 | 16 | 127.8 | 98.1 | 98.1 | 309.2 | 379.2 | 2024-03-25 16:00 | 0.38229 | 0.26716 | 0.26716 | 0.62151 | 0.73889
3 | 25 | 17 | 167.8 | 137.8 | 137.8 | 349 | 387.2 | 2024-03-25 17:00 | 0.50194 | 0.37527 | 0.37527 | 0.70151 | 0.75448
3 | 25 | 18 | 207.8 | 214.8 | 214.8 | 360.7 | 421.7 | 2024-03-25 18:00 | 0.6216 | 0.58497 | 0.58497 | 0.72503 | 0.82171
3 | 25 | 19 | 230.2 | 261.8 | 261.8 | 423.2 | 462.6 | 2024-03-25 19:00 | 0.6886 | 0.71296 | 0.71296 | 0.85065 | 0.9014
3 | 25 | 20 | 226.4 | 265.1 | 265.1 | 436.4 | 475.5 | 2024-03-25 20:00 | 0.67724 | 0.72195 | 0.72195 | 0.87719 | 0.92654
3 | 25 | 21 | 226.6 | 255.1 | 255.1 | 429.8 | 475.6 | 2024-03-25 21:00 | 0.67783 | 0.69472 | 0.69472 | 0.86392 | 0.92673
3 | 25 | 22 | 225.6 | 248.2 | 248.2 | 420.3 | 463 | 2024-03-25 22:00 | 0.67484 | 0.67593 | 0.67593 | 0.84482 | 0.90218
3 | 25 | 23 | 215.6 | 247.2 | 247.2 | 399.5 | 443.5 | 2024-03-25 23:00 | 0.64493 | 0.6732 | 0.6732 | 0.80302 | 0.86419
3 | 26 | 0 | 207.7 | 215.9 | 215.9 | 360.6 | 418 | 2024-03-26 | 0.6213 | 0.58796 | 0.58796 | 0.72482 | 0.8145
3 | 26 | 1 | 201.3 | 215.8 | 215.8 | 357.5 | 400 | 2024-03-26 01:00 | 0.60215 | 0.58769 | 0.58769 | 0.71859 | 0.77942
3 | 26 | 2 | 199.7 | 200.2 | 200.2 | 341.5 | 387 | 2024-03-26 02:00 | 0.59737 | 0.54521 | 0.54521 | 0.68643 | 0.75409
3 | 26 | 3 | 199.1 | 196.2 | 196.2 | 335.4 | 372 | 2024-03-26 03:00 | 0.59557 | 0.53431 | 0.53431 | 0.67417 | 0.72486
3 | 26 | 4 | 184.4 | 198.2 | 198.2 | 333.4 | 369 | 2024-03-26 04:00 | 0.5516 | 0.53976 | 0.53976 | 0.67015 | 0.71902
3 | 26 | 5 | 171 | 190.7 | 190.7 | 333.5 | 370 | 2024-03-26 05:00 | 0.51152 | 0.51934 | 0.51934 | 0.67035 | 0.72097
3 | 26 | 6 | 174.6 | 152.9 | 152.9 | 357.6 | 387 | 2024-03-26 06:00 | 0.52229 | 0.41639 | 0.41639 | 0.71879 | 0.75409
3 | 26 | 7 | 121.9 | 150.5 | 150.5 | 331.7 | 381 | 2024-03-26 07:00 | 0.36464 | 0.40986 | 0.40986 | 0.66673 | 0.7424
3 | 26 | 8 | 102.1 | 153.2 | 153.2 | 330.1 | 378 | 2024-03-26 08:00 | 0.30541 | 0.41721 | 0.41721 | 0.66352 | 0.73655
3 | 26 | 9 | 13 | 140.5 | 140.5 | 313.5 | 370 | 2024-03-26 09:00 | 0.038887 | 0.38263 | 0.38263 | 0.63015 | 0.72097
3 | 26 | 10 | 25 | 145.5 | 145.5 | 316.7 | 375 | 2024-03-26 10:00 | 0.074783 | 0.39624 | 0.39624 | 0.63658 | 0.73071
3 | 26 | 11 | 92.2 | 146.5 | 146.5 | 334.5 | 378 | 2024-03-26 11:00 | 0.2758 | 0.39897 | 0.39897 | 0.67236 | 0.73655
3 | 26 | 12 | 114.1 | 151.9 | 151.9 | 331.6 | 366 | 2024-03-26 12:00 | 0.34131 | 0.41367 | 0.41367 | 0.66653 | 0.71317
3 | 26 | 13 | 119.3 | 147 | 147 | 308.8 | 375 | 2024-03-26 13:00 | 0.35687 | 0.40033 | 0.40033 | 0.6207 | 0.73071
3 | 26 | 14 | 127.3 | 146 | 146 | 320.7 | 379 | 2024-03-26 14:00 | 0.3808 | 0.3976 | 0.3976 | 0.64462 | 0.7385
3 | 26 | 15 | 124.4 | 152.4 | 152.4 | 292.6 | 392 | 2024-03-26 15:00 | 0.37212 | 0.41503 | 0.41503 | 0.58814 | 0.76383
3 | 26 | 16 | 161.3 | 148.9 | 148.9 | 311.9 | 409.7 | 2024-03-26 16:00 | 0.4825 | 0.4055 | 0.4055 | 0.62693 | 0.79832
3 | 26 | 17 | 189.9 | 151.9 | 151.9 | 299.5 | 405.7 | 2024-03-26 17:00 | 0.56805 | 0.41367 | 0.41367 | 0.60201 | 0.79053
3 | 26 | 18 | 207.5 | 233.3 | 233.3 | 300.2 | 437.2 | 2024-03-26 18:00 | 0.6207 | 0.63535 | 0.63535 | 0.60342 | 0.85191
3 | 26 | 19 | 223.1 | 249 | 249 | 322.4 | 476 | 2024-03-26 19:00 | 0.66736 | 0.6781 | 0.6781 | 0.64804 | 0.92751
3 | 26 | 20 | 240.1 | 251.4 | 251.4 | 381.8 | 485 | 2024-03-26 20:00 | 0.71822 | 0.68464 | 0.68464 | 0.76744 | 0.94505
3 | 26 | 21 | 245 | 250.1 | 250.1 | 401.1 | 480.1 | 2024-03-26 21:00 | 0.73287 | 0.6811 | 0.6811 | 0.80623 | 0.9355
3 | 26 | 22 | 232.5 | 251.8 | 251.8 | 401.1 | 469 | 2024-03-26 22:00 | 0.69548 | 0.68573 | 0.68573 | 0.80623 | 0.91387
3 | 26 | 23 | 221.2 | 245.9 | 245.9 | 359.7 | 452.2 | 2024-03-26 23:00 | 0.66168 | 0.66966 | 0.66966 | 0.72302 | 0.88114
3 | 27 | 0 | 200.3 | 207.3 | 207.3 | 352.1 | 336.2 | 2024-03-27 | 0.59916 | 0.56454 | 0.56454 | 0.70774 | 0.65511
3 | 27 | 1 | 200.3 | 198.2 | 198.2 | 353.9 | 387.2 | 2024-03-27 01:00 | 0.59916 | 0.53976 | 0.53976 | 0.71136 | 0.75448
3 | 27 | 2 | 191.4 | 193.2 | 193.2 | 332.1 | 385.2 | 2024-03-27 02:00 | 0.57254 | 0.52614 | 0.52614 | 0.66754 | 0.75058
3 | 27 | 3 | 193.2 | 194.1 | 194.1 | 326 | 369.2 | 2024-03-27 03:00 | 0.57792 | 0.52859 | 0.52859 | 0.65528 | 0.71941
3 | 27 | 4 | 199.6 | 187.6 | 187.6 | 324 | 362.2 | 2024-03-27 04:00 | 0.59707 | 0.51089 | 0.51089 | 0.65126 | 0.70577
3 | 27 | 5 | 199.6 | 189.6 | 189.6 | 326.1 | 364.2 | 2024-03-27 05:00 | 0.59707 | 0.51634 | 0.51634 | 0.65548 | 0.70966
3 | 27 | 6 | 201.6 | 147.3 | 147.3 | 330.2 | 367.2 | 2024-03-27 06:00 | 0.60305 | 0.40114 | 0.40114 | 0.66372 | 0.71551
3 | 27 | 7 | 182.3 | 146.7 | 146.7 | 331.5 | 368.2 | 2024-03-27 07:00 | 0.54532 | 0.39951 | 0.39951 | 0.66633 | 0.71746
3 | 27 | 8 | 164.6 | 144.7 | 144.7 | 320.1 | 364.2 | 2024-03-27 08:00 | 0.49237 | 0.39406 | 0.39406 | 0.64342 | 0.70966
3 | 27 | 9 | 126.5 | 150.8 | 150.8 | 313.5 | 363.2 | 2024-03-27 09:00 | 0.3784 | 0.41068 | 0.41068 | 0.63015 | 0.70772
3 | 27 | 10 | 128.1 | 149.8 | 149.8 | 248.7 | 346.2 | 2024-03-27 10:00 | 0.38319 | 0.40795 | 0.40795 | 0.4999 | 0.67459
3 | 27 | 11 | 128.3 | 148.1 | 148.1 | 236.5 | 364.2 | 2024-03-27 11:00 | 0.38379 | 0.40332 | 0.40332 | 0.47538 | 0.70966
3 | 27 | 12 | 128.4 | 149 | 149 | 335.9 | 360 | 2024-03-27 12:00 | 0.38409 | 0.40577 | 0.40577 | 0.67518 | 0.70148
3 | 27 | 13 | 123 | 148.9 | 148.9 | 342.3 | 364 | 2024-03-27 13:00 | 0.36793 | 0.4055 | 0.4055 | 0.68804 | 0.70928
3 | 27 | 14 | 124 | 144.2 | 144.2 | 339.6 | 366 | 2024-03-27 14:00 | 0.37092 | 0.3927 | 0.3927 | 0.68261 | 0.71317
3 | 27 | 15 | 161 | 148 | 148 | 314.3 | 379.2 | 2024-03-27 15:00 | 0.4816 | 0.40305 | 0.40305 | 0.63176 | 0.73889
3 | 27 | 16 | 154.2 | 147.8 | 147.8 | 315.9 | 384.2 | 2024-03-27 16:00 | 0.46126 | 0.40251 | 0.40251 | 0.63497 | 0.74864
3 | 27 | 17 | 169.4 | 152.5 | 152.5 | 324.8 | 373.2 | 2024-03-27 17:00 | 0.50673 | 0.41531 | 0.41531 | 0.65286 | 0.7272
3 | 27 | 18 | 236.5 | 221.1 | 221.1 | 314.5 | 406.2 | 2024-03-27 18:00 | 0.70745 | 0.60212 | 0.60212 | 0.63216 | 0.7915
3 | 27 | 19 | 239 | 261.3 | 261.3 | 408.8 | 437.9 | 2024-03-27 19:00 | 0.71493 | 0.7116 | 0.7116 | 0.82171 | 0.85327
3 | 27 | 20 | 243.9 | 266.4 | 266.4 | 422.3 | 457 | 2024-03-27 20:00 | 0.72958 | 0.72549 | 0.72549 | 0.84884 | 0.89049
3 | 27 | 21 | 245.7 | 264.4 | 264.4 | 433.4 | 456 | 2024-03-27 21:00 | 0.73497 | 0.72004 | 0.72004 | 0.87116 | 0.88854
3 | 27 | 22 | 242.5 | 260.3 | 260.3 | 420.7 | 442.2 | 2024-03-27 22:00 | 0.7254 | 0.70888 | 0.70888 | 0.84563 | 0.86165
3 | 27 | 23 | 219.7 | 264.6 | 264.6 | 394.5 | 430.2 | 2024-03-27 23:00 | 0.65719 | 0.72059 | 0.72059 | 0.79296 | 0.83827
3 | 28 | 0 | 206.4 | 225.3 | 225.3 | 347.1 | 391.7 | 2024-03-28 | 0.61741 | 0.61356 | 0.61356 | 0.69769 | 0.76325
3 | 28 | 1 | 208.5 | 223.3 | 223.3 | 349 | 380.7 | 2024-03-28 01:00 | 0.62369 | 0.60812 | 0.60812 | 0.70151 | 0.74182
3 | 28 | 2 | 194.5 | 207.6 | 207.6 | 338.8 | 357.7 | 2024-03-28 02:00 | 0.58181 | 0.56536 | 0.56536 | 0.68101 | 0.697
3 | 28 | 3 | 190.5 | 201.7 | 201.7 | 337.6 | 351.7 | 2024-03-28 03:00 | 0.56985 | 0.54929 | 0.54929 | 0.67859 | 0.68531
3 | 28 | 4 | 189.5 | 157.7 | 157.7 | 342.6 | 343.7 | 2024-03-28 04:00 | 0.56686 | 0.42947 | 0.42947 | 0.68864 | 0.66972
3 | 28 | 5 | 192.5 | 159.3 | 159.3 | 335.2 | 356.7 | 2024-03-28 05:00 | 0.57583 | 0.43382 | 0.43382 | 0.67377 | 0.69505
3 | 28 | 6 | 197.5 | 157.4 | 157.4 | 338.2 | 389.7 | 2024-03-28 06:00 | 0.59079 | 0.42865 | 0.42865 | 0.6798 | 0.75935
3 | 28 | 7 | 134.6 | 150.1 | 150.1 | 300.3 | 355.7 | 2024-03-28 07:00 | 0.40263 | 0.40877 | 0.40877 | 0.60362 | 0.6931
3 | 28 | 8 | 130 | 141.3 | 141.3 | 329.8 | 349.7 | 2024-03-28 08:00 | 0.38887 | 0.3848 | 0.3848 | 0.66291 | 0.68141
3 | 28 | 9 | 129.5 | 144.3 | 144.3 | 294.2 | 353.7 | 2024-03-28 09:00 | 0.38738 | 0.39297 | 0.39297 | 0.59136 | 0.6892
3 | 28 | 10 | 129 | 138.2 | 138.2 | 302.4 | 365.7 | 2024-03-28 10:00 | 0.38588 | 0.37636 | 0.37636 | 0.60784 | 0.71259
3 | 28 | 11 | 128.1 | 147.8 | 147.8 | 298.7 | 359.7 | 2024-03-28 11:00 | 0.38319 | 0.40251 | 0.40251 | 0.6004 | 0.7009
3 | 28 | 12 | 129.8 | 158.2 | 158.2 | 316.3 | 364.7 | 2024-03-28 12:00 | 0.38827 | 0.43083 | 0.43083 | 0.63578 | 0.71064
3 | 28 | 13 | 126.8 | 152 | 152 | 325.2 | 360.7 | 2024-03-28 13:00 | 0.3793 | 0.41394 | 0.41394 | 0.65367 | 0.70284
3 | 28 | 14 | 127.8 | 155.3 | 155.3 | 347 | 386.7 | 2024-03-28 14:00 | 0.38229 | 0.42293 | 0.42293 | 0.69749 | 0.75351
3 | 28 | 15 | 127.1 | 156.8 | 156.8 | 335.2 | 377.7 | 2024-03-28 15:00 | 0.3802 | 0.42702 | 0.42702 | 0.67377 | 0.73597
3 | 28 | 16 | 171.2 | 154.9 | 154.9 | 328.3 | 370.7 | 2024-03-28 16:00 | 0.51211 | 0.42184 | 0.42184 | 0.6599 | 0.72233
3 | 28 | 17 | 185.5 | 184.5 | 184.5 | 342.7 | 379.7 | 2024-03-28 17:00 | 0.55489 | 0.50245 | 0.50245 | 0.68884 | 0.73987
3 | 28 | 18 | 242.7 | 205.5 | 205.5 | 356.5 | 397.7 | 2024-03-28 18:00 | 0.72599 | 0.55964 | 0.55964 | 0.71658 | 0.77494
3 | 28 | 19 | 249.7 | 274.7 | 274.7 | 395.5 | 459 | 2024-03-28 19:00 | 0.74693 | 0.74809 | 0.74809 | 0.79497 | 0.89439
3 | 28 | 20 | 250 | 273.7 | 273.7 | 404.2 | 481 | 2024-03-28 20:00 | 0.74783 | 0.74537 | 0.74537 | 0.81246 | 0.93726
3 | 28 | 21 | 230.7 | 265.9 | 265.9 | 399.2 | 482.1 | 2024-03-28 21:00 | 0.6901 | 0.72413 | 0.72413 | 0.80241 | 0.9394
3 | 28 | 22 | 224.7 | 269.7 | 269.7 | 385.4 | 459.5 | 2024-03-28 22:00 | 0.67215 | 0.73448 | 0.73448 | 0.77467 | 0.89536
3 | 28 | 23 | 242.4 | 253.3 | 253.3 | 356.4 | 455.2 | 2024-03-28 23:00 | 0.7251 | 0.68981 | 0.68981 | 0.71638 | 0.88698
3 | 29 | 0 | 223.8 | 209.3 | 209.3 | 257.9 | 408.2 | 2024-03-29 | 0.66946 | 0.56999 | 0.56999 | 0.51839 | 0.7954
3 | 29 | 1 | 209.4 | 209.3 | 209.3 | 350.9 | 385.2 | 2024-03-29 01:00 | 0.62638 | 0.56999 | 0.56999 | 0.70533 | 0.75058
3 | 29 | 2 | 203.9 | 204.3 | 204.3 | 326.3 | 377.2 | 2024-03-29 02:00 | 0.60993 | 0.55637 | 0.55637 | 0.65588 | 0.735
3 | 29 | 3 | 201.5 | 202.9 | 202.9 | 318.3 | 375.2 | 2024-03-29 03:00 | 0.60275 | 0.55256 | 0.55256 | 0.6398 | 0.7311
3 | 29 | 4 | 200.3 | 203.7 | 203.7 | 321.3 | 368.2 | 2024-03-29 04:00 | 0.59916 | 0.55474 | 0.55474 | 0.64583 | 0.71746
3 | 29 | 5 | 177.7 | 207 | 207 | 320.3 | 378.2 | 2024-03-29 05:00 | 0.53156 | 0.56373 | 0.56373 | 0.64382 | 0.73694
3 | 29 | 6 | 169.8 | 227.5 | 227.5 | 319.3 | 415.2 | 2024-03-29 06:00 | 0.50793 | 0.61955 | 0.61955 | 0.64181 | 0.80904
3 | 29 | 7 | 136.6 | 222.3 | 222.3 | 324.3 | 362.2 | 2024-03-29 07:00 | 0.40862 | 0.60539 | 0.60539 | 0.65186 | 0.70577
3 | 29 | 8 | 85.7 | 158.2 | 158.2 | 304 | 377.2 | 2024-03-29 08:00 | 0.25636 | 0.43083 | 0.43083 | 0.61106 | 0.735
3 | 29 | 9 | 71.8 | 162.2 | 162.2 | 307.2 | 376.2 | 2024-03-29 09:00 | 0.21478 | 0.44172 | 0.44172 | 0.61749 | 0.73305
3 | 29 | 10 | 69.1 | 162.1 | 162.1 | 307.8 | 363.2 | 2024-03-29 10:00 | 0.2067 | 0.44145 | 0.44145 | 0.61869 | 0.70772
3 | 29 | 11 | 69.1 | 151.1 | 151.1 | 339.8 | 374.2 | 2024-03-29 11:00 | 0.2067 | 0.41149 | 0.41149 | 0.68302 | 0.72915
3 | 29 | 12 | 69.1 | 149.3 | 149.3 | 278.6 | 374.2 | 2024-03-29 12:00 | 0.2067 | 0.40659 | 0.40659 | 0.56 | 0.72915
3 | 29 | 13 | 72.1 | 150 | 150 | 336 | 389.2 | 2024-03-29 13:00 | 0.21567 | 0.4085 | 0.4085 | 0.67538 | 0.75838
3 | 29 | 14 | 71.4 | 150.9 | 150.9 | 342.3 | 387.2 | 2024-03-29 14:00 | 0.21358 | 0.41095 | 0.41095 | 0.68804 | 0.75448
3 | 29 | 15 | 101.3 | 151.8 | 151.8 | 365.7 | 370.2 | 2024-03-29 15:00 | 0.30302 | 0.4134 | 0.4134 | 0.73508 | 0.72136
3 | 29 | 16 | 92.8 | 151.2 | 151.2 | 346.7 | 374.2 | 2024-03-29 16:00 | 0.27759 | 0.41176 | 0.41176 | 0.69688 | 0.72915
3 | 29 | 17 | 91.3 | 167.8 | 167.8 | 345.7 | 353.2 | 2024-03-29 17:00 | 0.27311 | 0.45697 | 0.45697 | 0.69487 | 0.68823
3 | 29 | 18 | 97.2 | 191.2 | 191.2 | 364.3 | 395.2 | 2024-03-29 18:00 | 0.29076 | 0.5207 | 0.5207 | 0.73226 | 0.77007
3 | 29 | 19 | 19.2 | 256.8 | 256.8 | 426.9 | 450.7 | 2024-03-29 19:00 | 0.057433 | 0.69935 | 0.69935 | 0.85809 | 0.87822
3 | 29 | 20 | 151 | 236.1 | 236.1 | 426.4 | 487.5 | 2024-03-29 20:00 | 0.45169 | 0.64297 | 0.64297 | 0.85709 | 0.94992
3 | 29 | 21 | 216 | 247 | 247 | 414.2 | 466.5 | 2024-03-29 21:00 | 0.64613 | 0.67266 | 0.67266 | 0.83256 | 0.909
3 | 29 | 22 | 250.4 | 248.5 | 248.5 | 405.4 | 453.5 | 2024-03-29 22:00 | 0.74903 | 0.67674 | 0.67674 | 0.81487 | 0.88367
3 | 29 | 23 | 226.9 | 244.4 | 244.4 | 391.94 | 427.4 | 2024-03-29 23:00 | 0.67873 | 0.66558 | 0.66558 | 0.78782 | 0.83281
3 | 30 | 0 | 225.1 | 215 | 215 | 309.86 | 398.2 | 2024-03-30 | 0.67335 | 0.58551 | 0.58551 | 0.62283 | 0.77592
3 | 30 | 1 | 201.1 | 206.2 | 206.2 | 350.3 | 386.2 | 2024-03-30 01:00 | 0.60156 | 0.56155 | 0.56155 | 0.70412 | 0.75253
3 | 30 | 2 | 176.3 | 207.6 | 207.6 | 336.4 | 375.2 | 2024-03-30 02:00 | 0.52737 | 0.56536 | 0.56536 | 0.67618 | 0.7311
3 | 30 | 3 | 173.9 | 204.7 | 204.7 | 332 | 366.2 | 2024-03-30 03:00 | 0.52019 | 0.55746 | 0.55746 | 0.66734 | 0.71356
3 | 30 | 4 | 127 | 202.6 | 202.6 | 329.6 | 353.2 | 2024-03-30 04:00 | 0.3799 | 0.55174 | 0.55174 | 0.66251 | 0.68823
3 | 30 | 5 | 94.6 | 207.6 | 207.6 | 332.6 | 374.2 | 2024-03-30 05:00 | 0.28298 | 0.56536 | 0.56536 | 0.66854 | 0.72915
3 | 30 | 6 | 102.1 | 232.7 | 232.7 | 345.6 | 385.2 | 2024-03-30 06:00 | 0.30541 | 0.63371 | 0.63371 | 0.69467 | 0.75058
3 | 30 | 7 | 85.5 | 220.1 | 220.1 | 358.6 | 349.2 | 2024-03-30 07:00 | 0.25576 | 0.5994 | 0.5994 | 0.7208 | 0.68044
3 | 30 | 8 | 95.5 | 186.5 | 186.5 | 333.6 | 352.2 | 2024-03-30 08:00 | 0.28567 | 0.5079 | 0.5079 | 0.67055 | 0.68628
3 | 30 | 9 | 100 | 143.2 | 143.2 | 325.8 | 357.2 | 2024-03-30 09:00 | 0.29913 | 0.38998 | 0.38998 | 0.65487 | 0.69602
3 | 30 | 10 | 64.7 | 134.9 | 134.9 | 349.4 | 364 | 2024-03-30 10:00 | 0.19354 | 0.36737 | 0.36737 | 0.70231 | 0.70928
3 | 30 | 11 | 66.1 | 147 | 147 | 355 | 369 | 2024-03-30 11:00 | 0.19773 | 0.40033 | 0.40033 | 0.71357 | 0.71902
3 | 30 | 12 | 21 | 147.6 | 147.6 | 336.8 | 381 | 2024-03-30 12:00 | 0.062818 | 0.40196 | 0.40196 | 0.67698 | 0.7424
3 | 30 | 13 | 41.5 | 161 | 161 | 370.8 | 373 | 2024-03-30 13:00 | 0.12414 | 0.43845 | 0.43845 | 0.74533 | 0.72681
3 | 30 | 14 | 43.5 | 159.9 | 159.9 | 392.4 | 382 | 2024-03-30 14:00 | 0.13012 | 0.43546 | 0.43546 | 0.78874 | 0.74435
3 | 30 | 15 | 43.5 | 154.5 | 154.5 | 333.1 | 356 | 2024-03-30 15:00 | 0.13012 | 0.42075 | 0.42075 | 0.66955 | 0.69369
3 | 30 | 16 | 66.6 | 155.3 | 155.3 | 333.9 | 376.2 | 2024-03-30 16:00 | 0.19922 | 0.42293 | 0.42293 | 0.67116 | 0.73305
3 | 30 | 17 | 100.3 | 180.5 | 180.5 | 339.25 | 374.2 | 2024-03-30 17:00 | 0.30003 | 0.49156 | 0.49156 | 0.68191 | 0.72915
3 | 30 | 18 | 161.2 | 225 | 225 | 368.75 | 409 | 2024-03-30 18:00 | 0.4822 | 0.61275 | 0.61275 | 0.74121 | 0.79696
3 | 30 | 19 | 221.1 | 262.7 | 262.7 | 426.5 | 472.5 | 2024-03-30 19:00 | 0.66138 | 0.71541 | 0.71541 | 0.85729 | 0.92069
3 | 30 | 20 | 231.3 | 269.4 | 269.4 | 424.7 | 489.6 | 2024-03-30 20:00 | 0.69189 | 0.73366 | 0.73366 | 0.85367 | 0.95401
3 | 30 | 21 | 226.2 | 270 | 270 | 434.5 | 459.5 | 2024-03-30 21:00 | 0.67664 | 0.73529 | 0.73529 | 0.87337 | 0.89536
3 | 30 | 22 | 210.3 | 254.6 | 254.6 | 430.2 | 464.6 | 2024-03-30 22:00 | 0.62908 | 0.69336 | 0.69336 | 0.86472 | 0.9053
3 | 30 | 23 | 201.3 | 246.6 | 246.6 | 400 | 450.5 | 2024-03-30 23:00 | 0.60215 | 0.67157 | 0.67157 | 0.80402 | 0.87783
3 | 31 | 0 | 181.9 | 268.2 | 268.2 | 364.8 | 421.2 | 2024-03-31 | 0.54412 | 0.73039 | 0.73039 | 0.73327 | 0.82073
3 | 31 | 1 | 172.1 | 238.1 | 238.1 | 354.4 | 397.2 | 2024-03-31 01:00 | 0.51481 | 0.64842 | 0.64842 | 0.71236 | 0.77397
3 | 31 | 2 | 156.7 | 228.9 | 228.9 | 347.4 | 389.2 | 2024-03-31 02:00 | 0.46874 | 0.62337 | 0.62337 | 0.69829 | 0.75838
3 | 31 | 3 | 160.5 | 222.1 | 222.1 | 332.3 | 379.2 | 2024-03-31 03:00 | 0.48011 | 0.60485 | 0.60485 | 0.66794 | 0.73889
3 | 31 | 4 | 157.8 | 221.1 | 221.1 | 334.4 | 385.2 | 2024-03-31 04:00 | 0.47203 | 0.60212 | 0.60212 | 0.67216 | 0.75058
3 | 31 | 5 | 162.5 | 219 | 219 | 340.4 | 393 | 2024-03-31 05:00 | 0.48609 | 0.59641 | 0.59641 | 0.68422 | 0.76578
3 | 31 | 6 | 165.6 | 173.1 | 173.1 | 343.4 | 417 | 2024-03-31 06:00 | 0.49536 | 0.47141 | 0.47141 | 0.69025 | 0.81255
3 | 31 | 7 | 143.2 | 153.1 | 153.1 | 337.4 | 387 | 2024-03-31 07:00 | 0.42836 | 0.41694 | 0.41694 | 0.67819 | 0.75409
3 | 31 | 8 | 83.6 | 149.1 | 149.1 | 341.2 | 383 | 2024-03-31 08:00 | 0.25007 | 0.40605 | 0.40605 | 0.68583 | 0.7463
3 | 31 | 9 | 78 | 148.7 | 148.7 | 337.4 | 389 | 2024-03-31 09:00 | 0.23332 | 0.40496 | 0.40496 | 0.67819 | 0.75799
3 | 31 | 10 | 73.1 | 148.2 | 148.2 | 318.6 | 398 | 2024-03-31 10:00 | 0.21867 | 0.40359 | 0.40359 | 0.6404 | 0.77553
3 | 31 | 11 | 77 | 151.9 | 151.9 | 319.9 | 396 | 2024-03-31 11:00 | 0.23033 | 0.41367 | 0.41367 | 0.64302 | 0.77163
3 | 31 | 12 | 74 | 148.3 | 148.3 | 327.1 | 394 | 2024-03-31 12:00 | 0.22136 | 0.40387 | 0.40387 | 0.65749 | 0.76773
3 | 31 | 13 | 74.8 | 148.2 | 148.2 | 315.2 | 384 | 2024-03-31 13:00 | 0.22375 | 0.40359 | 0.40359 | 0.63357 | 0.74825
3 | 31 | 14 | 75.7 | 149.6 | 149.6 | 329.7 | 390 | 2024-03-31 14:00 | 0.22644 | 0.40741 | 0.40741 | 0.66271 | 0.75994
3 | 31 | 15 | 75.8 | 149.3 | 149.3 | 347.32 | 390 | 2024-03-31 15:00 | 0.22674 | 0.40659 | 0.40659 | 0.69813 | 0.75994
3 | 31 | 16 | 55.2 | 197 | 197 | 331.6 | 385 | 2024-03-31 16:00 | 0.16512 | 0.53649 | 0.53649 | 0.66653 | 0.75019
3 | 31 | 17 | 71.3 | 245.9 | 245.9 | 348.4 | 402.6 | 2024-03-31 17:00 | 0.21328 | 0.66966 | 0.66966 | 0.7003 | 0.78449
3 | 31 | 18 | 174 | 234.6 | 234.6 | 382.1 | 431.5 | 2024-03-31 18:00 | 0.52049 | 0.63889 | 0.63889 | 0.76804 | 0.8408
3 | 31 | 19 | 206.5 | 252.5 | 252.5 | 424.9 | 489.4 | 2024-03-31 19:00 | 0.61771 | 0.68764 | 0.68764 | 0.85407 | 0.95362
3 | 31 | 20 | 222.4 | 260.4 | 260.4 | 442.5 | 492.5 | 2024-03-31 20:00 | 0.66527 | 0.70915 | 0.70915 | 0.88945 | 0.95966
3 | 31 | 21 | 220.1 | 265.3 | 265.3 | 441.4 | 488.4 | 2024-03-31 21:00 | 0.65839 | 0.72249 | 0.72249 | 0.88724 | 0.95168
3 | 31 | 22 | 220.5 | 265.3 | 265.3 | 436.5 | 477.5 | 2024-03-31 22:00 | 0.65959 | 0.72249 | 0.72249 | 0.87739 | 0.93044
3 | 31 | 23 | 212.6 | 261.6 | 261.6 | 424.4 | 463.8 | 2024-03-31 23:00 | 0.63596 | 0.71242 | 0.71242 | 0.85307 | 0.90374
4 | 1 | 0 | 211.7 | 247.8 | 247.8 | 369.4 | 426.8 | 2024-04-01 | 0.63326 | 0.67484 | 0.67484 | 0.74251 | 0.83164
4 | 1 | 1 | 202.9 | 244.5 | 244.5 | 361.6 | 408.2 | 2024-04-01 01:00 | 0.60694 | 0.66585 | 0.66585 | 0.72683 | 0.7954
4 | 1 | 2 | 198.4 | 248.3 | 248.3 | 365.5 | 399.2 | 2024-04-01 02:00 | 0.59348 | 0.6762 | 0.6762 | 0.73467 | 0.77786
4 | 1 | 3 | 196.8 | 232 | 232 | 351.3 | 390.2 | 2024-04-01 03:00 | 0.58869 | 0.63181 | 0.63181 | 0.70613 | 0.76033
4 | 1 | 4 | 196 | 217.2 | 217.2 | 259.4 | 387.2 | 2024-04-01 04:00 | 0.5863 | 0.5915 | 0.5915 | 0.52141 | 0.75448
4 | 1 | 5 | 197.9 | 216.8 | 216.8 | 295.7 | 391.2 | 2024-04-01 05:00 | 0.59198 | 0.59041 | 0.59041 | 0.59437 | 0.76228
4 | 1 | 6 | 198.5 | 207.2 | 207.2 | 298.7 | 404.2 | 2024-04-01 06:00 | 0.59378 | 0.56427 | 0.56427 | 0.6004 | 0.78761
4 | 1 | 7 | 174.5 | 179.5 | 179.5 | 330.8 | 355.7 | 2024-04-01 07:00 | 0.52199 | 0.48883 | 0.48883 | 0.66492 | 0.6931
4 | 1 | 8 | 89.9 | 176.6 | 176.6 | 338.8 | 368.7 | 2024-04-01 08:00 | 0.26892 | 0.48094 | 0.48094 | 0.68101 | 0.71843
4 | 1 | 9 | 77.8 | 161 | 161 | 362.8 | 366.7 | 2024-04-01 09:00 | 0.23273 | 0.43845 | 0.43845 | 0.72925 | 0.71454
4 | 1 | 10 | 88.2 | 158.9 | 158.9 | 348.3 | 377.7 | 2024-04-01 10:00 | 0.26383 | 0.43273 | 0.43273 | 0.7001 | 0.73597
4 | 1 | 11 | 84.6 | 161.7 | 161.7 | 336.8 | 401.7 | 2024-04-01 11:00 | 0.25307 | 0.44036 | 0.44036 | 0.67698 | 0.78274
4 | 1 | 12 | 84.4 | 159.6 | 159.6 | 330.8 | 401 | 2024-04-01 12:00 | 0.25247 | 0.43464 | 0.43464 | 0.66492 | 0.78137
4 | 1 | 13 | 86.7 | 154.6 | 154.6 | 342.1 | 408 | 2024-04-01 13:00 | 0.25935 | 0.42102 | 0.42102 | 0.68764 | 0.79501
4 | 1 | 14 | 59.2 | 157.9 | 157.9 | 338.6 | 408 | 2024-04-01 14:00 | 0.17709 | 0.43001 | 0.43001 | 0.6806 | 0.79501
4 | 1 | 15 | 47.4 | 157.6 | 157.6 | 355.7 | 402 | 2024-04-01 15:00 | 0.14179 | 0.42919 | 0.42919 | 0.71497 | 0.78332
4 | 1 | 16 | 33 | 196.8 | 196.8 | 344.8 | 399 | 2024-04-01 16:00 | 0.098714 | 0.53595 | 0.53595 | 0.69307 | 0.77747
4 | 1 | 17 | 74.7 | 236.4 | 236.4 | 355.9 | 408.9 | 2024-04-01 17:00 | 0.22345 | 0.64379 | 0.64379 | 0.71538 | 0.79677
4 | 1 | 18 | 224.3 | 244.3 | 244.3 | 387 | 447.9 | 2024-04-01 18:00 | 0.67095 | 0.66531 | 0.66531 | 0.77789 | 0.87276
4 | 1 | 19 | 245.7 | 268.7 | 268.7 | 418.7 | 479.6 | 2024-04-01 19:00 | 0.73497 | 0.73175 | 0.73175 | 0.84161 | 0.93453
4 | 1 | 20 | 259.2 | 269.9 | 269.9 | 440.2 | 480.3 | 2024-04-01 20:00 | 0.77535 | 0.73502 | 0.73502 | 0.88482 | 0.93589
4 | 1 | 21 | 254.2 | 272.1 | 272.1 | 446.3 | 491.2 | 2024-04-01 21:00 | 0.76039 | 0.74101 | 0.74101 | 0.89709 | 0.95713
4 | 1 | 22 | 242.9 | 267.2 | 267.2 | 424.6 | 477.3 | 2024-04-01 22:00 | 0.72659 | 0.72767 | 0.72767 | 0.85347 | 0.93005
4 | 1 | 23 | 239.3 | 256.2 | 256.2 | 416.5 | 462.4 | 2024-04-01 23:00 | 0.71582 | 0.69771 | 0.69771 | 0.83719 | 0.90101
4 | 2 | 0 | 241.7 | 241.6 | 241.6 | 337.3 | 434.2 | 2024-04-02 | 0.723 | 0.65795 | 0.65795 | 0.67799 | 0.84606
4 | 2 | 1 | 212 | 245 | 245 | 334 | 403.2 | 2024-04-02 01:00 | 0.63416 | 0.66721 | 0.66721 | 0.67136 | 0.78566
4 | 2 | 2 | 204 | 240.2 | 240.2 | 331.6 | 388.2 | 2024-04-02 02:00 | 0.61023 | 0.65414 | 0.65414 | 0.66653 | 0.75643
4 | 2 | 3 | 204.8 | 233.5 | 233.5 | 323.6 | 387.2 | 2024-04-02 03:00 | 0.61262 | 0.63589 | 0.63589 | 0.65045 | 0.75448
4 | 2 | 4 | 205.9 | 233.5 | 233.5 | 320.7 | 398.2 | 2024-04-02 04:00 | 0.61591 | 0.63589 | 0.63589 | 0.64462 | 0.77592
4 | 2 | 5 | 203.1 | 230.4 | 230.4 | 336.4 | 369.2 | 2024-04-02 05:00 | 0.60754 | 0.62745 | 0.62745 | 0.67618 | 0.71941
4 | 2 | 6 | 202.4 | 227.1 | 227.1 | 340.5 | 358.2 | 2024-04-02 06:00 | 0.60544 | 0.61846 | 0.61846 | 0.68442 | 0.69797
4 | 2 | 7 | 136.6 | 170.7 | 170.7 | 343 | 344.2 | 2024-04-02 07:00 | 0.40862 | 0.46487 | 0.46487 | 0.68945 | 0.67069
4 | 2 | 8 | 81.1 | 166.6 | 166.6 | 343.2 | 409.2 | 2024-04-02 08:00 | 0.2426 | 0.4537 | 0.4537 | 0.68985 | 0.79735
4 | 2 | 9 | 86.4 | 148.5 | 148.5 | 326.5 | 345.2 | 2024-04-02 09:00 | 0.25845 | 0.40441 | 0.40441 | 0.65628 | 0.67264
4 | 2 | 10 | 87.2 | 154.4 | 154.4 | 352.2 | 337.2 | 2024-04-02 10:00 | 0.26084 | 0.42048 | 0.42048 | 0.70794 | 0.65705
4 | 2 | 11 | 87 | 150.7 | 150.7 | 342.9 | 343.2 | 2024-04-02 11:00 | 0.26025 | 0.4104 | 0.4104 | 0.68925 | 0.66875
4 | 2 | 12 | 85.8 | 149.7 | 149.7 | 330.9 | 361.2 | 2024-04-02 12:00 | 0.25666 | 0.40768 | 0.40768 | 0.66513 | 0.70382
4 | 2 | 13 | 87.1 | 151.4 | 151.4 | 325.8 | 358.2 | 2024-04-02 13:00 | 0.26054 | 0.41231 | 0.41231 | 0.65487 | 0.69797
4 | 2 | 14 | 87.2 | 156 | 156 | 317.1 | 371.2 | 2024-04-02 14:00 | 0.26084 | 0.42484 | 0.42484 | 0.63739 | 0.7233
4 | 2 | 15 | 87.4 | 193 | 193 | 308.9 | 378 | 2024-04-02 15:00 | 0.26144 | 0.5256 | 0.5256 | 0.6209 | 0.73655
4 | 2 | 16 | 48.4 | 191.9 | 191.9 | 309.5 | 401 | 2024-04-02 16:00 | 0.14478 | 0.5226 | 0.5226 | 0.62211 | 0.78137
4 | 2 | 17 | 84.3 | 203.2 | 203.2 | 364.1 | 429.8 | 2024-04-02 17:00 | 0.25217 | 0.55338 | 0.55338 | 0.73186 | 0.83749
4 | 2 | 18 | 230.3 | 234.8 | 234.8 | 380.4 | 451 | 2024-04-02 18:00 | 0.6889 | 0.63943 | 0.63943 | 0.76462 | 0.8788
4 | 2 | 19 | 261.8 | 272.6 | 272.6 | 418.5 | 449.4 | 2024-04-02 19:00 | 0.78313 | 0.74237 | 0.74237 | 0.84121 | 0.87568
4 | 2 | 20 | 258.5 | 262.2 | 262.2 | 436.9 | 443.7 | 2024-04-02 20:00 | 0.77326 | 0.71405 | 0.71405 | 0.87819 | 0.86458
4 | 2 | 21 | 260.2 | 265.1 | 265.1 | 425 | 465.5 | 2024-04-02 21:00 | 0.77834 | 0.72195 | 0.72195 | 0.85427 | 0.90705
4 | 2 | 22 | 252.2 | 265.8 | 265.8 | 423.9 | 446.6 | 2024-04-02 22:00 | 0.75441 | 0.72386 | 0.72386 | 0.85206 | 0.87023
4 | 2 | 23 | 242.4 | 264 | 264 | 407.5 | 448.3 | 2024-04-02 23:00 | 0.7251 | 0.71895 | 0.71895 | 0.8191 | 0.87354
4 | 3 | 0 | 224.8 | 262.6 | 262.6 | 361.1 | 411.7 | 2024-04-03 | 0.67245 | 0.71514 | 0.71514 | 0.72583 | 0.80222
4 | 3 | 1 | 213.6 | 235.7 | 235.7 | 366.3 | 385.2 | 2024-04-03 01:00 | 0.63895 | 0.64188 | 0.64188 | 0.73628 | 0.75058
4 | 3 | 2 | 218.9 | 229.4 | 229.4 | 359.1 | 375.2 | 2024-04-03 02:00 | 0.6548 | 0.62473 | 0.62473 | 0.72181 | 0.7311
4 | 3 | 3 | 215.2 | 229.8 | 229.8 | 352.3 | 384.2 | 2024-04-03 03:00 | 0.64373 | 0.62582 | 0.62582 | 0.70814 | 0.74864
4 | 3 | 4 | 215.3 | 230.7 | 230.7 | 349.2 | 399.2 | 2024-04-03 04:00 | 0.64403 | 0.62827 | 0.62827 | 0.70191 | 0.77786
4 | 3 | 5 | 220.7 | 235.4 | 235.4 | 355.5 | 366.2 | 2024-04-03 05:00 | 0.66019 | 0.64107 | 0.64107 | 0.71457 | 0.71356
4 | 3 | 6 | 219.8 | 249 | 249 | 355.9 | 346.2 | 2024-04-03 06:00 | 0.65749 | 0.6781 | 0.6781 | 0.71538 | 0.67459
4 | 3 | 7 | 108.8 | 234.4 | 234.4 | 355.8 | 339.2 | 2024-04-03 07:00 | 0.32546 | 0.63834 | 0.63834 | 0.71518 | 0.66095
4 | 3 | 8 | 71.1 | 160 | 160 | 346.9 | 340.2 | 2024-04-03 08:00 | 0.21268 | 0.43573 | 0.43573 | 0.69729 | 0.6629
4 | 3 | 9 | 84.9 | 157 | 157 | 345.9 | 339.2 | 2024-04-03 09:00 | 0.25396 | 0.42756 | 0.42756 | 0.69528 | 0.66095
4 | 3 | 10 | 87.6 | 156.4 | 156.4 | 343.4 | 338.2 | 2024-04-03 10:00 | 0.26204 | 0.42593 | 0.42593 | 0.69025 | 0.659
4 | 3 | 11 | 86.4 | 143.9 | 143.9 | 347.5 | 343.2 | 2024-04-03 11:00 | 0.25845 | 0.39188 | 0.39188 | 0.69849 | 0.66875
4 | 3 | 12 | 88.8 | 143.4 | 143.4 | 346.2 | 353.2 | 2024-04-03 12:00 | 0.26563 | 0.39052 | 0.39052 | 0.69588 | 0.68823
4 | 3 | 13 | 90.6 | 141.5 | 141.5 | 342.8 | 365.2 | 2024-04-03 13:00 | 0.27101 | 0.38535 | 0.38535 | 0.68905 | 0.71161
4 | 3 | 14 | 91.8 | 164.5 | 164.5 | 331.9 | 369.2 | 2024-04-03 14:00 | 0.2746 | 0.44798 | 0.44798 | 0.66714 | 0.71941
4 | 3 | 15 | 88.6 | 163.8 | 163.8 | 332.8 | 384.2 | 2024-04-03 15:00 | 0.26503 | 0.44608 | 0.44608 | 0.66894 | 0.74864
4 | 3 | 16 | 107.6 | 174 | 174 | 340.9 | 412.2 | 2024-04-03 16:00 | 0.32187 | 0.47386 | 0.47386 | 0.68523 | 0.8032
4 | 3 | 17 | 152.1 | 223 | 223 | 344.4 | 427 | 2024-04-03 17:00 | 0.45498 | 0.6073 | 0.6073 | 0.69226 | 0.83203
4 | 3 | 18 | 229 | 236.3 | 236.3 | 377.9 | 430.5 | 2024-04-03 18:00 | 0.68501 | 0.64352 | 0.64352 | 0.7596 | 0.83885
4 | 3 | 19 | 243 | 255.3 | 255.3 | 415 | 431.3 | 2024-04-03 19:00 | 0.72689 | 0.69526 | 0.69526 | 0.83417 | 0.84041
4 | 3 | 20 | 254 | 256.5 | 256.5 | 426.6 | 428.4 | 2024-04-03 20:00 | 0.7598 | 0.69853 | 0.69853 | 0.85749 | 0.83476
4 | 3 | 21 | 250.3 | 252.7 | 252.7 | 431.9 | 461.3 | 2024-04-03 21:00 | 0.74873 | 0.68818 | 0.68818 | 0.86814 | 0.89887
4 | 3 | 22 | 243 | 248.9 | 248.9 | 423.9 | 442.3 | 2024-04-03 22:00 | 0.72689 | 0.67783 | 0.67783 | 0.85206 | 0.86185
4 | 3 | 23 | 232.4 | 236.2 | 236.2 | 429.6 | 424.6 | 2024-04-03 23:00 | 0.69518 | 0.64325 | 0.64325 | 0.86352 | 0.82736
4 | 4 | 0 | 239.9 | 235.2 | 235.2 | 377.3 | 397.2 | 2024-04-04 | 0.71762 | 0.64052 | 0.64052 | 0.75839 | 0.77397
4 | 4 | 1 | 218.9 | 232.1 | 232.1 | 364.3 | 361.2 | 2024-04-04 01:00 | 0.6548 | 0.63208 | 0.63208 | 0.73226 | 0.70382
4 | 4 | 2 | 212.5 | 232.1 | 232.1 | 355.9 | 351.2 | 2024-04-04 02:00 | 0.63566 | 0.63208 | 0.63208 | 0.71538 | 0.68433
4 | 4 | 3 | 214.1 | 230.2 | 230.2 | 348.8 | 356.2 | 2024-04-04 03:00 | 0.64044 | 0.62691 | 0.62691 | 0.70111 | 0.69408
4 | 4 | 4 | 192.1 | 228.4 | 228.4 | 345.9 | 358.2 | 2024-04-04 04:00 | 0.57463 | 0.622 | 0.622 | 0.69528 | 0.69797
4 | 4 | 5 | 200.1 | 225.9 | 225.9 | 346.8 | 354.2 | 2024-04-04 05:00 | 0.59856 | 0.6152 | 0.6152 | 0.69709 | 0.69018
4 | 4 | 6 | 210.2 | 235.3 | 235.3 | 354.9 | 357.2 | 2024-04-04 06:00 | 0.62878 | 0.6408 | 0.6408 | 0.71337 | 0.69602
4 | 4 | 7 | 188.7 | 146.4 | 146.4 | 348.9 | 337.2 | 2024-04-04 07:00 | 0.56446 | 0.39869 | 0.39869 | 0.70131 | 0.65705
4 | 4 | 8 | 85.9 | 146 | 146 | 330.8 | 341 | 2024-04-04 08:00 | 0.25695 | 0.3976 | 0.3976 | 0.66492 | 0.66446
4 | 4 | 9 | 67.7 | 147.8 | 147.8 | 322.9 | 338 | 2024-04-04 09:00 | 0.20251 | 0.40251 | 0.40251 | 0.64905 | 0.65861
4 | 4 | 10 | 79.3 | 147.7 | 147.7 | 322.8 | 333 | 2024-04-04 10:00 | 0.23721 | 0.40223 | 0.40223 | 0.64884 | 0.64887
4 | 4 | 11 | 79.8 | 149.5 | 149.5 | 310.9 | 337 | 2024-04-04 11:00 | 0.23871 | 0.40714 | 0.40714 | 0.62492 | 0.65666
4 | 4 | 12 | 78.9 | 161.1 | 161.1 | 321.8 | 391 | 2024-04-04 12:00 | 0.23602 | 0.43873 | 0.43873 | 0.64683 | 0.76189
4 | 4 | 13 | 80.1 | 156.4 | 156.4 | 317.9 | 370 | 2024-04-04 13:00 | 0.23961 | 0.42593 | 0.42593 | 0.63899 | 0.72097
4 | 4 | 14 | 82.1 | 156.8 | 156.8 | 329.9 | 398 | 2024-04-04 14:00 | 0.24559 | 0.42702 | 0.42702 | 0.66312 | 0.77553
4 | 4 | 15 | 88.4 | 157.3 | 157.3 | 332.8 | 409 | 2024-04-04 15:00 | 0.26443 | 0.42838 | 0.42838 | 0.66894 | 0.79696
4 | 4 | 16 | 150.1 | 200.1 | 200.1 | 332.9 | 414.8 | 2024-04-04 16:00 | 0.449 | 0.54493 | 0.54493 | 0.66915 | 0.80826
4 | 4 | 17 | 157.6 | 204.6 | 204.6 | 338.6 | 419.8 | 2024-04-04 17:00 | 0.47143 | 0.55719 | 0.55719 | 0.6806 | 0.818
4 | 4 | 18 | 234 | 233.1 | 233.1 | 371.4 | 427.3 | 2024-04-04 18:00 | 0.69997 | 0.6348 | 0.6348 | 0.74653 | 0.83262
4 | 4 | 19 | 259.8 | 274.2 | 274.2 | 395.4 | 465.1 | 2024-04-04 19:00 | 0.77715 | 0.74673 | 0.74673 | 0.79477 | 0.90627
4 | 4 | 20 | 260.9 | 263.9 | 263.9 | 421.4 | 463.1 | 2024-04-04 20:00 | 0.78044 | 0.71868 | 0.71868 | 0.84704 | 0.90238
4 | 4 | 21 | 244 | 263.3 | 263.3 | 412.8 | 479.6 | 2024-04-04 21:00 | 0.72988 | 0.71705 | 0.71705 | 0.82975 | 0.93453
4 | 4 | 22 | 242.3 | 261.8 | 261.8 | 415.3 | 456 | 2024-04-04 22:00 | 0.7248 | 0.71296 | 0.71296 | 0.83477 | 0.88854
4 | 4 | 23 | 232.5 | 233.3 | 233.3 | 303.5 | 431.2 | 2024-04-04 23:00 | 0.69548 | 0.63535 | 0.63535 | 0.61005 | 0.84022
4 | 5 | 0 | 230.5 | 235.1 | 235.1 | 336.6 | 418.2 | 2024-04-05 | 0.6895 | 0.64025 | 0.64025 | 0.67658 | 0.81489
4 | 5 | 1 | 214.4 | 226.9 | 226.9 | 343.9 | 402.2 | 2024-04-05 01:00 | 0.64134 | 0.61792 | 0.61792 | 0.69126 | 0.78371
4 | 5 | 2 | 219.4 | 222.7 | 222.7 | 336.8 | 391.2 | 2024-04-05 02:00 | 0.6563 | 0.60648 | 0.60648 | 0.67698 | 0.76228
4 | 5 | 3 | 207.4 | 221.4 | 221.4 | 316.8 | 402.2 | 2024-04-05 03:00 | 0.6204 | 0.60294 | 0.60294 | 0.63678 | 0.78371
4 | 5 | 4 | 200.1 | 219.6 | 219.6 | 306.5 | 375.2 | 2024-04-05 04:00 | 0.59856 | 0.59804 | 0.59804 | 0.61608 | 0.7311
4 | 5 | 5 | 202.5 | 224.5 | 224.5 | 315.5 | 379.2 | 2024-04-05 05:00 | 0.60574 | 0.61138 | 0.61138 | 0.63417 | 0.73889
4 | 5 | 6 | 201.5 | 228.7 | 228.7 | 325.5 | 386.2 | 2024-04-05 06:00 | 0.60275 | 0.62282 | 0.62282 | 0.65427 | 0.75253
4 | 5 | 7 | 161.8 | 173.5 | 173.5 | 331.5 | 355.2 | 2024-04-05 07:00 | 0.484 | 0.47249 | 0.47249 | 0.66633 | 0.69213
4 | 5 | 8 | 84.1 | 145.8 | 145.8 | 329.5 | 344 | 2024-04-05 08:00 | 0.25157 | 0.39706 | 0.39706 | 0.66231 | 0.6703
4 | 5 | 9 | 74.1 | 150.9 | 150.9 | 314.5 | 360 | 2024-04-05 09:00 | 0.22166 | 0.41095 | 0.41095 | 0.63216 | 0.70148
4 | 5 | 10 | 80.2 | 158.6 | 158.6 | 235.5 | 379 | 2024-04-05 10:00 | 0.2399 | 0.43192 | 0.43192 | 0.47337 | 0.7385
4 | 5 | 11 | 81.2 | 160.4 | 160.4 | 420.5 | 389 | 2024-04-05 11:00 | 0.2429 | 0.43682 | 0.43682 | 0.84523 | 0.75799
4 | 5 | 12 | 80.7 | 163.6 | 163.6 | 336.5 | 400 | 2024-04-05 12:00 | 0.2414 | 0.44553 | 0.44553 | 0.67638 | 0.77942
4 | 5 | 13 | 85.2 | 165.3 | 165.3 | 328.5 | 412 | 2024-04-05 13:00 | 0.25486 | 0.45016 | 0.45016 | 0.6603 | 0.80281
4 | 5 | 14 | 81.2 | 162.6 | 162.6 | 342.5 | 427 | 2024-04-05 14:00 | 0.2429 | 0.44281 | 0.44281 | 0.68844 | 0.83203
4 | 5 | 15 | 91.2 | 162.9 | 162.9 | 337.5 | 414 | 2024-04-05 15:00 | 0.27281 | 0.44363 | 0.44363 | 0.67839 | 0.8067
4 | 5 | 16 | 130.2 | 162.7 | 162.7 | 329.8 | 433 | 2024-04-05 16:00 | 0.38947 | 0.44308 | 0.44308 | 0.66291 | 0.84373
4 | 5 | 17 | 198.8 | 217.8 | 217.8 | 360.2 | 436 | 2024-04-05 17:00 | 0.59468 | 0.59314 | 0.59314 | 0.72402 | 0.84957
4 | 5 | 18 | 230.71 | 244.2 | 244.2 | 382.8 | 456 | 2024-04-05 18:00 | 0.69013 | 0.66503 | 0.66503 | 0.76945 | 0.88854
4 | 5 | 19 | 240.03 | 258.5 | 258.5 | 426.3 | 459.4 | 2024-04-05 19:00 | 0.71801 | 0.70398 | 0.70398 | 0.85688 | 0.89517
4 | 5 | 20 | 244.5 | 263.7 | 263.7 | 434.1 | 467.5 | 2024-04-05 20:00 | 0.73138 | 0.71814 | 0.71814 | 0.87256 | 0.91095
4 | 5 | 21 | 237.5 | 275.2 | 275.2 | 439.2 | 497.8 | 2024-04-05 21:00 | 0.71044 | 0.74946 | 0.74946 | 0.88281 | 0.96999
4 | 5 | 22 | 237.9 | 264.1 | 264.1 | 434.7 | 462.3 | 2024-04-05 22:00 | 0.71164 | 0.71923 | 0.71923 | 0.87377 | 0.90082
4 | 5 | 23 | 234.8 | 252.9 | 252.9 | 411.5 | 470 | 2024-04-05 23:00 | 0.70236 | 0.68873 | 0.68873 | 0.82714 | 0.91582
4 | 6 | 0 | 169.2 | 235.2 | 235.2 | 368.9 | 418.6 | 2024-04-06 | 0.50613 | 0.64052 | 0.64052 | 0.74151 | 0.81567
4 | 6 | 1 | 168.1 | 230.9 | 230.9 | 366.5 | 398.2 | 2024-04-06 01:00 | 0.50284 | 0.62881 | 0.62881 | 0.73668 | 0.77592
4 | 6 | 2 | 150.1 | 226.7 | 226.7 | 366.4 | 381.2 | 2024-04-06 02:00 | 0.449 | 0.61737 | 0.61737 | 0.73648 | 0.74279
4 | 6 | 3 | 151.1 | 220.9 | 220.9 | 355.4 | 399.2 | 2024-04-06 03:00 | 0.45199 | 0.60158 | 0.60158 | 0.71437 | 0.77786
4 | 6 | 4 | 150.1 | 218.8 | 218.8 | 343.8 | 407.2 | 2024-04-06 04:00 | 0.449 | 0.59586 | 0.59586 | 0.69106 | 0.79345
4 | 6 | 5 | 153.1 | 227 | 227 | 350.6 | 368.2 | 2024-04-06 05:00 | 0.45797 | 0.61819 | 0.61819 | 0.70472 | 0.71746
4 | 6 | 6 | 156.1 | 237.4 | 237.4 | 376 | 374.2 | 2024-04-06 06:00 | 0.46695 | 0.64651 | 0.64651 | 0.75578 | 0.72915
4 | 6 | 7 | 126.1 | 211.9 | 211.9 | 347 | 347 | 2024-04-06 07:00 | 0.37721 | 0.57707 | 0.57707 | 0.69749 | 0.67615
4 | 6 | 8 | 93.1 | 167.3 | 167.3 | 357.9 | 356 | 2024-04-06 08:00 | 0.27849 | 0.45561 | 0.45561 | 0.7194 | 0.69369
4 | 6 | 9 | 95.1 | 145.6 | 145.6 | 342.2 | 361 | 2024-04-06 09:00 | 0.28448 | 0.39651 | 0.39651 | 0.68784 | 0.70343
4 | 6 | 10 | 69 | 145.6 | 145.6 | 346.1 | 339 | 2024-04-06 10:00 | 0.2064 | 0.39651 | 0.39651 | 0.69568 | 0.66056
4 | 6 | 11 | 90.2 | 145.7 | 145.7 | 350.1 | 370 | 2024-04-06 11:00 | 0.26982 | 0.39679 | 0.39679 | 0.70372 | 0.72097
4 | 6 | 12 | 87.2 | 144.4 | 144.4 | 348.1 | 364 | 2024-04-06 12:00 | 0.26084 | 0.39325 | 0.39325 | 0.6997 | 0.70928
4 | 6 | 13 | 88.2 | 148.9 | 148.9 | 343.1 | 378 | 2024-04-06 13:00 | 0.26383 | 0.4055 | 0.4055 | 0.68965 | 0.73655
4 | 6 | 14 | 89.2 | 144.4 | 144.4 | 361.1 | 401 | 2024-04-06 14:00 | 0.26683 | 0.39325 | 0.39325 | 0.72583 | 0.78137
4 | 6 | 15 | 91.2 | 144.8 | 144.8 | 356.4 | 420 | 2024-04-06 15:00 | 0.27281 | 0.39434 | 0.39434 | 0.71638 | 0.81839
4 | 6 | 16 | 129.2 | 179.5 | 179.5 | 363.3 | 414.2 | 2024-04-06 16:00 | 0.38648 | 0.48883 | 0.48883 | 0.73025 | 0.80709
4 | 6 | 17 | 150.8 | 244.9 | 244.9 | 366.8 | 431.2 | 2024-04-06 17:00 | 0.45109 | 0.66694 | 0.66694 | 0.73729 | 0.84022
4 | 6 | 18 | 229.81 | 228.9 | 228.9 | 395.4 | 487.4 | 2024-04-06 18:00 | 0.68744 | 0.62337 | 0.62337 | 0.79477 | 0.94973
4 | 6 | 19 | 229.3 | 238.7 | 238.7 | 427 | 475.4 | 2024-04-06 19:00 | 0.68591 | 0.65005 | 0.65005 | 0.85829 | 0.92634
4 | 6 | 20 | 234.2 | 266 | 266 | 434.1 | 472.3 | 2024-04-06 20:00 | 0.70057 | 0.7244 | 0.7244 | 0.87256 | 0.9203
4 | 6 | 21 | 222 | 268 | 268 | 438.4 | 512.9 | 2024-04-06 21:00 | 0.66407 | 0.72985 | 0.72985 | 0.88121 | 0.99942
4 | 6 | 22 | 215.3 | 257.6 | 257.6 | 429.9 | 477.1 | 2024-04-06 22:00 | 0.64403 | 0.70153 | 0.70153 | 0.86412 | 0.92966
4 | 6 | 23 | 204.3 | 244.3 | 244.3 | 416.2 | 461.3 | 2024-04-06 23:00 | 0.61113 | 0.66531 | 0.66531 | 0.83658 | 0.89887
4 | 7 | 0 | 239.8 | 259.6 | 259.6 | 384.5 | 427.5 | 2024-04-07 | 0.71732 | 0.70697 | 0.70697 | 0.77286 | 0.83301
4 | 7 | 1 | 235.7 | 239.4 | 239.4 | 374.6 | 412.5 | 2024-04-07 01:00 | 0.70506 | 0.65196 | 0.65196 | 0.75296 | 0.80378
4 | 7 | 2 | 218.6 | 232.5 | 232.5 | 352.9 | 388.5 | 2024-04-07 02:00 | 0.6539 | 0.63317 | 0.63317 | 0.70935 | 0.75701
4 | 7 | 3 | 213.5 | 231.4 | 231.4 | 348.9 | 402.5 | 2024-04-07 03:00 | 0.63865 | 0.63017 | 0.63017 | 0.70131 | 0.78429
4 | 7 | 4 | 215.7 | 226.4 | 226.4 | 350.8 | 417.5 | 2024-04-07 04:00 | 0.64523 | 0.61656 | 0.61656 | 0.70513 | 0.81352
4 | 7 | 5 | 213.7 | 226.4 | 226.4 | 354.9 | 386.5 | 2024-04-07 05:00 | 0.63925 | 0.61656 | 0.61656 | 0.71337 | 0.75312
4 | 7 | 6 | 225.3 | 224.6 | 224.6 | 377.8 | 395.5 | 2024-04-07 06:00 | 0.67395 | 0.61166 | 0.61166 | 0.7594 | 0.77065
4 | 7 | 7 | 190.1 | 200.5 | 200.5 | 353.4 | 376.5 | 2024-04-07 07:00 | 0.56865 | 0.54602 | 0.54602 | 0.71035 | 0.73363
4 | 7 | 8 | 129.3 | 145.5 | 145.5 | 348.5 | 347 | 2024-04-07 08:00 | 0.38678 | 0.39624 | 0.39624 | 0.7005 | 0.67615
4 | 7 | 9 | 126.3 | 145.7 | 145.7 | 344.7 | 373 | 2024-04-07 09:00 | 0.3778 | 0.39679 | 0.39679 | 0.69286 | 0.72681
4 | 7 | 10 | 129.6 | 144.8 | 144.8 | 329.7 | 377 | 2024-04-07 10:00 | 0.38768 | 0.39434 | 0.39434 | 0.66271 | 0.73461
4 | 7 | 11 | 129.1 | 145.1 | 145.1 | 333.1 | 372 | 2024-04-07 11:00 | 0.38618 | 0.39515 | 0.39515 | 0.66955 | 0.72486
4 | 7 | 12 | 128.8 | 157.1 | 157.1 | 345.3 | 383.7 | 2024-04-07 12:00 | 0.38528 | 0.42783 | 0.42783 | 0.69407 | 0.74766
4 | 7 | 13 | 120.3 | 151 | 151 | 340.6 | 388.7 | 2024-04-07 13:00 | 0.35986 | 0.41122 | 0.41122 | 0.68462 | 0.7574
4 | 7 | 14 | 123 | 150.6 | 150.6 | 353.3 | 411.7 | 2024-04-07 14:00 | 0.36793 | 0.41013 | 0.41013 | 0.71015 | 0.80222
4 | 7 | 15 | 164.9 | 150 | 150 | 359.6 | 439.7 | 2024-04-07 15:00 | 0.49327 | 0.4085 | 0.4085 | 0.72281 | 0.85678
4 | 7 | 16 | 173.9 | 205.3 | 205.3 | 350.5 | 445.5 | 2024-04-07 16:00 | 0.52019 | 0.5591 | 0.5591 | 0.70452 | 0.86808
4 | 7 | 17 | 168.1 | 231.7 | 231.7 | 373.7 | 458.1 | 2024-04-07 17:00 | 0.50284 | 0.63099 | 0.63099 | 0.75116 | 0.89263
4 | 7 | 18 | 230.1 | 218.3 | 218.3 | 394.1 | 481 | 2024-04-07 18:00 | 0.6883 | 0.5945 | 0.5945 | 0.79216 | 0.93726
4 | 7 | 19 | 245.3 | 262.3 | 262.3 | 439.9 | 478.1 | 2024-04-07 19:00 | 0.73377 | 0.71432 | 0.71432 | 0.88422 | 0.93161
4 | 7 | 20 | 250.5 | 262 | 262 | 435.9 | 483 | 2024-04-07 20:00 | 0.74933 | 0.71351 | 0.71351 | 0.87618 | 0.94115
4 | 7 | 21 | 245.7 | 264.3 | 264.3 | 435 | 475 | 2024-04-07 21:00 | 0.73497 | 0.71977 | 0.71977 | 0.87437 | 0.92557
4 | 7 | 22 | 245.4 | 255.3 | 255.3 | 436 | 458.6 | 2024-04-07 22:00 | 0.73407 | 0.69526 | 0.69526 | 0.87638 | 0.89361
4 | 7 | 23 | 251.3 | 238.9 | 238.9 | 409 | 465.4 | 2024-04-07 23:00 | 0.75172 | 0.6506 | 0.6506 | 0.82211 | 0.90686
4 | 8 | 0 | 233.1 | 243.5 | 243.5 | 367 | 452 | 2024-04-08 | 0.69728 | 0.66313 | 0.66313 | 0.73769 | 0.88075
4 | 8 | 1 | 226.8 | 234.5 | 234.5 | 379.1 | 413.5 | 2024-04-08 01:00 | 0.67843 | 0.63862 | 0.63862 | 0.76201 | 0.80573
4 | 8 | 2 | 227.1 | 228.3 | 228.3 | 371.1 | 403.5 | 2024-04-08 02:00 | 0.67933 | 0.62173 | 0.62173 | 0.74593 | 0.78624
4 | 8 | 3 | 227.7 | 224.6 | 224.6 | 367 | 405.5 | 2024-04-08 03:00 | 0.68112 | 0.61166 | 0.61166 | 0.73769 | 0.79014
4 | 8 | 4 | 216.9 | 228.6 | 228.6 | 369 | 417.5 | 2024-04-08 04:00 | 0.64882 | 0.62255 | 0.62255 | 0.74171 | 0.81352
4 | 8 | 5 | 217.6 | 232.6 | 232.6 | 373 | 381.6 | 2024-04-08 05:00 | 0.65091 | 0.63344 | 0.63344 | 0.74975 | 0.74357
4 | 8 | 6 | 214.7 | 249.5 | 249.5 | 396.1 | 380.9 | 2024-04-08 06:00 | 0.64224 | 0.67947 | 0.67947 | 0.79618 | 0.74221
4 | 8 | 7 | 164.3 | 245.6 | 245.6 | 349.4 | 369.9 | 2024-04-08 07:00 | 0.49147 | 0.66885 | 0.66885 | 0.70231 | 0.72077
4 | 8 | 8 | 128.5 | 224 | 224 | 327.5 | 408.9 | 2024-04-08 08:00 | 0.38439 | 0.61002 | 0.61002 | 0.65829 | 0.79677
4 | 8 | 9 | 126.5 | 158.2 | 158.2 | 308.1 | 375.9 | 2024-04-08 09:00 | 0.3784 | 0.43083 | 0.43083 | 0.6193 | 0.73246
4 | 8 | 10 | 131.9 | 158.3 | 158.3 | 296.1 | 374.9 | 2024-04-08 10:00 | 0.39456 | 0.4311 | 0.4311 | 0.59518 | 0.73051
4 | 8 | 11 | 132.7 | 162.4 | 162.4 | 294.5 | 387.9 | 2024-04-08 11:00 | 0.39695 | 0.44227 | 0.44227 | 0.59196 | 0.75585
4 | 8 | 12 | 132.6 | 163.4 | 163.4 | 308 | 414.9 | 2024-04-08 12:00 | 0.39665 | 0.44499 | 0.44499 | 0.6191 | 0.80846
4 | 8 | 13 | 134.1 | 158.5 | 158.5 | 305.1 | 368.9 | 2024-04-08 13:00 | 0.40114 | 0.43164 | 0.43164 | 0.61327 | 0.71882
4 | 8 | 14 | 130.6 | 163.6 | 163.6 | 315.7 | 422.9 | 2024-04-08 14:00 | 0.39067 | 0.44553 | 0.44553 | 0.63457 | 0.82405
4 | 8 | 15 | 169.3 | 158.8 | 158.8 | 322.1 | 421.9 | 2024-04-08 15:00 | 0.50643 | 0.43246 | 0.43246 | 0.64744 | 0.8221
4 | 8 | 16 | 176.2 | 179.6 | 179.6 | 313.9 | 432.8 | 2024-04-08 16:00 | 0.52707 | 0.48911 | 0.48911 | 0.63095 | 0.84334
4 | 8 | 17 | 176.8 | 229.6 | 229.6 | 337.2 | 439.8 | 2024-04-08 17:00 | 0.52887 | 0.62527 | 0.62527 | 0.67779 | 0.85698
4 | 8 | 18 | 238.1 | 235.4 | 235.4 | 379.7 | 460.5 | 2024-04-08 18:00 | 0.71223 | 0.64107 | 0.64107 | 0.76322 | 0.89731
4 | 8 | 19 | 259.4 | 271.2 | 271.2 | 436.6 | 473.4 | 2024-04-08 19:00 | 0.77595 | 0.73856 | 0.73856 | 0.87759 | 0.92245
4 | 8 | 20 | 256.8 | 274.7 | 274.7 | 436.3 | 468.4 | 2024-04-08 20:00 | 0.76817 | 0.74809 | 0.74809 | 0.87698 | 0.9127
4 | 8 | 21 | 256.3 | 274.9 | 274.9 | 434.7 | 490.6 | 2024-04-08 21:00 | 0.76668 | 0.74864 | 0.74864 | 0.87377 | 0.95596
4 | 8 | 22 | 255.2 | 257.2 | 257.2 | 435.9 | 473.6 | 2024-04-08 22:00 | 0.76339 | 0.70044 | 0.70044 | 0.87618 | 0.92284
4 | 8 | 23 | 257.7 | 206.5 | 206.5 | 418.2 | 450.2 | 2024-04-08 23:00 | 0.77086 | 0.56236 | 0.56236 | 0.8406 | 0.87724
4 | 9 | 0 | 203.4 | 228 | 228 | 381.8 | 409.9 | 2024-04-09 | 0.60844 | 0.62092 | 0.62092 | 0.76744 | 0.79871
4 | 9 | 1 | 202.2 | 223.3 | 223.3 | 369.6 | 402.9 | 2024-04-09 01:00 | 0.60485 | 0.60812 | 0.60812 | 0.74291 | 0.78507
4 | 9 | 2 | 202.21 | 224.5 | 224.5 | 361.8 | 393.9 | 2024-04-09 02:00 | 0.60488 | 0.61138 | 0.61138 | 0.72724 | 0.76754
4 | 9 | 3 | 200 | 224.7 | 224.7 | 358.4 | 401.9 | 2024-04-09 03:00 | 0.59827 | 0.61193 | 0.61193 | 0.7204 | 0.78313
4 | 9 | 4 | 199.9 | 225 | 225 | 358.1 | 401.9 | 2024-04-09 04:00 | 0.59797 | 0.61275 | 0.61275 | 0.7198 | 0.78313
4 | 9 | 5 | 201.1 | 228.1 | 228.1 | 365.8 | 347.9 | 2024-04-09 05:00 | 0.60156 | 0.62119 | 0.62119 | 0.73528 | 0.6779
4 | 9 | 6 | 186.1 | 215.1 | 215.1 | 374.6 | 386.9 | 2024-04-09 06:00 | 0.55669 | 0.58578 | 0.58578 | 0.75296 | 0.7539
4 | 9 | 7 | 125.9 | 199 | 199 | 369.5 | 367 | 2024-04-09 07:00 | 0.37661 | 0.54194 | 0.54194 | 0.74271 | 0.71512
4 | 9 | 8 | 112.7 | 204 | 204 | 359.7 | 365 | 2024-04-09 08:00 | 0.33712 | 0.55556 | 0.55556 | 0.72302 | 0.71122
4 | 9 | 9 | 76.1 | 157.7 | 157.7 | 349.7 | 365 | 2024-04-09 09:00 | 0.22764 | 0.42947 | 0.42947 | 0.70291 | 0.71122
4 | 9 | 10 | 80.3 | 157.3 | 157.3 | 357.5 | 368 | 2024-04-09 10:00 | 0.2402 | 0.42838 | 0.42838 | 0.71859 | 0.71707
4 | 9 | 11 | 78.6 | 152.3 | 152.3 | 353 | 378 | 2024-04-09 11:00 | 0.23512 | 0.41476 | 0.41476 | 0.70955 | 0.73655
4 | 9 | 12 | 79.5 | 157.5 | 157.5 | 361.8 | 377 | 2024-04-09 12:00 | 0.23781 | 0.42892 | 0.42892 | 0.72724 | 0.73461
4 | 9 | 13 | 112.6 | 148.7 | 148.7 | 357.6 | 395 | 2024-04-09 13:00 | 0.33682 | 0.40496 | 0.40496 | 0.71879 | 0.76968
4 | 9 | 14 | 110.5 | 148.2 | 148.2 | 359.7 | 389 | 2024-04-09 14:00 | 0.33054 | 0.40359 | 0.40359 | 0.72302 | 0.75799
4 | 9 | 15 | 109.1 | 152.8 | 152.8 | 340 | 445.9 | 2024-04-09 15:00 | 0.32635 | 0.41612 | 0.41612 | 0.68342 | 0.86886
4 | 9 | 16 | 136 | 191.8 | 191.8 | 338.1 | 454.1 | 2024-04-09 16:00 | 0.40682 | 0.52233 | 0.52233 | 0.6796 | 0.88484
4 | 9 | 17 | 173.9 | 232.6 | 232.6 | 324.7 | 465.4 | 2024-04-09 17:00 | 0.52019 | 0.63344 | 0.63344 | 0.65266 | 0.90686
4 | 9 | 18 | 232 | 242.3 | 242.3 | 356.8 | 469.5 | 2024-04-09 18:00 | 0.69399 | 0.65986 | 0.65986 | 0.71719 | 0.91485
4 | 9 | 19 | 247.5 | 266.7 | 266.7 | 432.7 | 486.4 | 2024-04-09 19:00 | 0.74035 | 0.72631 | 0.72631 | 0.86975 | 0.94778
4 | 9 | 20 | 255.7 | 276.3 | 276.3 | 428.9 | 477.5 | 2024-04-09 20:00 | 0.76488 | 0.75245 | 0.75245 | 0.86211 | 0.93044
4 | 9 | 21 | 244 | 276.7 | 276.7 | 441.7 | 442.5 | 2024-04-09 21:00 | 0.72988 | 0.75354 | 0.75354 | 0.88784 | 0.86224
4 | 9 | 22 | 245.4 | 258.8 | 258.8 | 443.8 | 462.5 | 2024-04-09 22:00 | 0.73407 | 0.70479 | 0.70479 | 0.89206 | 0.90121
4 | 9 | 23 | 228.7 | 245.9 | 245.9 | 427.7 | 448.3 | 2024-04-09 23:00 | 0.68412 | 0.66966 | 0.66966 | 0.8597 | 0.87354
4 | 10 | 0 | 222.8 | 231.5 | 231.5 | 382.5 | 424.9 | 2024-04-10 | 0.66647 | 0.63045 | 0.63045 | 0.76884 | 0.82794
4 | 10 | 1 | 203.2 | 236.1 | 236.1 | 380.2 | 392.9 | 2024-04-10 01:00 | 0.60784 | 0.64297 | 0.64297 | 0.76422 | 0.76559
4 | 10 | 2 | 201.9 | 230.2 | 230.2 | 373.2 | 383.9 | 2024-04-10 02:00 | 0.60395 | 0.62691 | 0.62691 | 0.75015 | 0.74805
4 | 10 | 3 | 200.9 | 227.3 | 227.3 | 369.2 | 387.9 | 2024-04-10 03:00 | 0.60096 | 0.61901 | 0.61901 | 0.74211 | 0.75585
4 | 10 | 4 | 203.1 | 226.3 | 226.3 | 355.2 | 399.9 | 2024-04-10 04:00 | 0.60754 | 0.61629 | 0.61629 | 0.71397 | 0.77923
4 | 10 | 5 | 207.5 | 228.2 | 228.2 | 365.2 | 384.9 | 2024-04-10 05:00 | 0.6207 | 0.62146 | 0.62146 | 0.73407 | 0.75
4 | 10 | 6 | 163.6 | 184.5 | 184.5 | 377.1 | 372.9 | 2024-04-10 06:00 | 0.48938 | 0.50245 | 0.50245 | 0.75799 | 0.72662
4 | 10 | 7 | 145.6 | 171.8 | 171.8 | 360.3 | 360 | 2024-04-10 07:00 | 0.43554 | 0.46786 | 0.46786 | 0.72422 | 0.70148
4 | 10 | 8 | 123.1 | 154.4 | 154.4 | 349.8 | 364 | 2024-04-10 08:00 | 0.36823 | 0.42048 | 0.42048 | 0.70312 | 0.70928
4 | 10 | 9 | 128.8 | 155.6 | 155.6 | 348 | 350 | 2024-04-10 09:00 | 0.38528 | 0.42375 | 0.42375 | 0.6995 | 0.682
4 | 10 | 10 | 126.5 | 152.8 | 152.8 | 356.4 | 343 | 2024-04-10 10:00 | 0.3784 | 0.41612 | 0.41612 | 0.71638 | 0.66836
4 | 10 | 11 | 129.6 | 155.7 | 155.7 | 344.1 | 342 | 2024-04-10 11:00 | 0.38768 | 0.42402 | 0.42402 | 0.69166 | 0.66641
4 | 10 | 12 | 128.4 | 161.4 | 161.4 | 338 | 369.5 | 2024-04-10 12:00 | 0.38409 | 0.43954 | 0.43954 | 0.6794 | 0.71999
4 | 10 | 13 | 129 | 160 | 160 | 347 | 392 | 2024-04-10 13:00 | 0.38588 | 0.43573 | 0.43573 | 0.69749 | 0.76383
4 | 10 | 14 | 130 | 199 | 199 | 369.2 | 413 | 2024-04-10 14:00 | 0.38887 | 0.54194 | 0.54194 | 0.74211 | 0.80475
4 | 10 | 15 | 120.9 | 194.7 | 194.7 | 358.1 | 418 | 2024-04-10 15:00 | 0.36165 | 0.53023 | 0.53023 | 0.7198 | 0.8145
4 | 10 | 16 | 118.7 | 225.6 | 225.6 | 350.9 | 419.2 | 2024-04-10 16:00 | 0.35507 | 0.61438 | 0.61438 | 0.70533 | 0.81684
4 | 10 | 17 | 168.3 | 231.6 | 231.6 | 376.7 | 434.7 | 2024-04-10 17:00 | 0.50344 | 0.63072 | 0.63072 | 0.75719 | 0.84704
4 | 10 | 18 | 231.1 | 232.7 | 232.7 | 394.2 | 475.2 | 2024-04-10 18:00 | 0.6913 | 0.63371 | 0.63371 | 0.79236 | 0.92595
4 | 10 | 19 | 270 | 262.3 | 262.3 | 431.6 | 459.2 | 2024-04-10 19:00 | 0.80766 | 0.71432 | 0.71432 | 0.86754 | 0.89478
4 | 10 | 20 | 271.6 | 264.6 | 264.6 | 447.4 | 462.3 | 2024-04-10 20:00 | 0.81244 | 0.72059 | 0.72059 | 0.8993 | 0.90082
4 | 10 | 21 | 266.4 | 267.9 | 267.9 | 446 | 475.2 | 2024-04-10 21:00 | 0.79689 | 0.72958 | 0.72958 | 0.89648 | 0.92595
4 | 10 | 22 | 256.7 | 267.1 | 267.1 | 443.7 | 466.2 | 2024-04-10 22:00 | 0.76787 | 0.7274 | 0.7274 | 0.89186 | 0.90842
4 | 10 | 23 | 231.8 | 262.8 | 262.8 | 406.7 | 434.5 | 2024-04-10 23:00 | 0.69339 | 0.71569 | 0.71569 | 0.81749 | 0.84665
4 | 11 | 0 | 193 | 272.5 | 272.5 | 395.3 | 405.7 | 2024-04-11 | 0.57733 | 0.7421 | 0.7421 | 0.79457 | 0.79053
4 | 11 | 1 | 166.3 | 248.5 | 248.5 | 381.4 | 390.5 | 2024-04-11 01:00 | 0.49746 | 0.67674 | 0.67674 | 0.76663 | 0.76091
4 | 11 | 2 | 123.2 | 227.7 | 227.7 | 351.2 | 354.5 | 2024-04-11 02:00 | 0.36853 | 0.6201 | 0.6201 | 0.70593 | 0.69076
4 | 11 | 3 | 124.9 | 226.2 | 226.2 | 362.1 | 392.5 | 2024-04-11 03:00 | 0.37362 | 0.61601 | 0.61601 | 0.72784 | 0.76481
4 | 11 | 4 | 125.4 | 225.9 | 225.9 | 355.9 | 404.5 | 2024-04-11 04:00 | 0.37511 | 0.6152 | 0.6152 | 0.71538 | 0.78819
4 | 11 | 5 | 132.2 | 254 | 254 | 355.4 | 385.5 | 2024-04-11 05:00 | 0.39545 | 0.69172 | 0.69172 | 0.71437 | 0.75117
4 | 11 | 6 | 138.1 | 240.8 | 240.8 | 356.8 | 381.5 | 2024-04-11 06:00 | 0.4131 | 0.65577 | 0.65577 | 0.71719 | 0.74337
4 | 11 | 7 | 92.9 | 200.9 | 200.9 | 349.5 | 361 | 2024-04-11 07:00 | 0.27789 | 0.54711 | 0.54711 | 0.70251 | 0.70343
4 | 11 | 8 | 95.2 | 155.2 | 155.2 | 344.4 | 367 | 2024-04-11 08:00 | 0.28477 | 0.42266 | 0.42266 | 0.69226 | 0.71512
4 | 11 | 9 | 90.9 | 160.2 | 160.2 | 330.8 | 369 | 2024-04-11 09:00 | 0.27191 | 0.43627 | 0.43627 | 0.66492 | 0.71902
4 | 11 | 10 | 6.7 | 151.8 | 151.8 | 305.9 | 373 | 2024-04-11 10:00 | 0.020042 | 0.4134 | 0.4134 | 0.61487 | 0.72681
4 | 11 | 11 | 45.4 | 151.6 | 151.6 | 305.1 | 389 | 2024-04-11 11:00 | 0.13581 | 0.41285 | 0.41285 | 0.61327 | 0.75799
4 | 11 | 12 | 36.4 | 162.3 | 162.3 | 303.8 | 373 | 2024-04-11 12:00 | 0.10888 | 0.44199 | 0.44199 | 0.61065 | 0.72681
4 | 11 | 13 | 64 | 148.6 | 148.6 | 307.8 | 388 | 2024-04-11 13:00 | 0.19144 | 0.40468 | 0.40468 | 0.61869 | 0.75604
4 | 11 | 14 | 88.9 | 156.2 | 156.2 | 296 | 412 | 2024-04-11 14:00 | 0.26593 | 0.42538 | 0.42538 | 0.59497 | 0.80281
4 | 11 | 15 | 78.7 | 155.1 | 155.1 | 326.1 | 436.5 | 2024-04-11 15:00 | 0.23542 | 0.42239 | 0.42239 | 0.65548 | 0.85055
4 | 11 | 16 | 79.8 | 192.9 | 192.9 | 320.2 | 450.5 | 2024-04-11 16:00 | 0.23871 | 0.52533 | 0.52533 | 0.64362 | 0.87783
4 | 11 | 17 | 140.2 | 229.6 | 229.6 | 342.9 | 463.5 | 2024-04-11 17:00 | 0.41938 | 0.62527 | 0.62527 | 0.68925 | 0.90316
4 | 11 | 18 | 234.9 | 227.6 | 227.6 | 348.2 | 485.3 | 2024-04-11 18:00 | 0.70266 | 0.61983 | 0.61983 | 0.6999 | 0.94564
4 | 11 | 19 | 252.5 | 266.7 | 266.7 | 408.7 | 489.3 | 2024-04-11 19:00 | 0.75531 | 0.72631 | 0.72631 | 0.82151 | 0.95343
4 | 11 | 20 | 255.4 | 270.3 | 270.3 | 430.5 | 488.3 | 2024-04-11 20:00 | 0.76398 | 0.73611 | 0.73611 | 0.86533 | 0.95148
4 | 11 | 21 | 187 | 270.9 | 270.9 | 411.5 | 496.3 | 2024-04-11 21:00 | 0.55938 | 0.73775 | 0.73775 | 0.82714 | 0.96707
4 | 11 | 22 | 243.4 | 246.8 | 246.8 | 410.6 | 501.7 | 2024-04-11 22:00 | 0.72809 | 0.67211 | 0.67211 | 0.82533 | 0.97759
4 | 11 | 23 | 245.9 | 246 | 246 | 397.8 | 450 | 2024-04-11 23:00 | 0.73557 | 0.66993 | 0.66993 | 0.7996 | 0.87685
4 | 12 | 0 | 187.5 | 262.9 | 262.9 | 389.8 | 407 | 2024-04-12 | 0.56087 | 0.71596 | 0.71596 | 0.78352 | 0.79306
4 | 12 | 1 | 177.3 | 264.1 | 264.1 | 347.8 | 410 | 2024-04-12 01:00 | 0.53036 | 0.71923 | 0.71923 | 0.6991 | 0.79891
4 | 12 | 2 | 175 | 265.8 | 265.8 | 354.8 | 395 | 2024-04-12 02:00 | 0.52348 | 0.72386 | 0.72386 | 0.71317 | 0.76968
4 | 12 | 3 | 169.8 | 243.2 | 243.2 | 329.1 | 406 | 2024-04-12 03:00 | 0.50793 | 0.66231 | 0.66231 | 0.66151 | 0.79111
4 | 12 | 4 | 170.8 | 229.7 | 229.7 | 328.8 | 411 | 2024-04-12 04:00 | 0.51092 | 0.62554 | 0.62554 | 0.6609 | 0.80086
4 | 12 | 5 | 171 | 229.4 | 229.4 | 353.2 | 413 | 2024-04-12 05:00 | 0.51152 | 0.62473 | 0.62473 | 0.70995 | 0.80475
4 | 12 | 6 | 169.2 | 246.4 | 246.4 | 374.4 | 399 | 2024-04-12 06:00 | 0.50613 | 0.67102 | 0.67102 | 0.75256 | 0.77747
4 | 12 | 7 | 107.2 | 191.5 | 191.5 | 342.6 | 381 | 2024-04-12 07:00 | 0.32067 | 0.52151 | 0.52151 | 0.68864 | 0.7424
4 | 12 | 8 | 98.1 | 174.2 | 174.2 | 338.6 | 351 | 2024-04-12 08:00 | 0.29345 | 0.4744 | 0.4744 | 0.6806 | 0.68394
4 | 12 | 9 | 88.1 | 154.1 | 154.1 | 331.9 | 280 | 2024-04-12 09:00 | 0.26354 | 0.41966 | 0.41966 | 0.66714 | 0.5456
4 | 12 | 10 | 89.6 | 148.6 | 148.6 | 334.1 | 355 | 2024-04-12 10:00 | 0.26802 | 0.40468 | 0.40468 | 0.67156 | 0.69174
4 | 12 | 11 | 89.6 | 151.2 | 151.2 | 310.8 | 373 | 2024-04-12 11:00 | 0.26802 | 0.41176 | 0.41176 | 0.62472 | 0.72681
4 | 12 | 12 | 88.7 | 148.5 | 148.5 | 332.6 | 361 | 2024-04-12 12:00 | 0.26533 | 0.40441 | 0.40441 | 0.66854 | 0.70343
4 | 12 | 13 | 88.7 | 148.7 | 148.7 | 349.3 | 351 | 2024-04-12 13:00 | 0.26533 | 0.40496 | 0.40496 | 0.70211 | 0.68394
4 | 12 | 14 | 90.2 | 155.7 | 155.7 | 359.2 | 399 | 2024-04-12 14:00 | 0.26982 | 0.42402 | 0.42402 | 0.72201 | 0.77747
4 | 12 | 15 | 91.2 | 151.9 | 151.9 | 356.2 | 408 | 2024-04-12 15:00 | 0.27281 | 0.41367 | 0.41367 | 0.71598 | 0.79501
4 | 12 | 16 | 93.7 | 210.9 | 210.9 | 370.1 | 436.5 | 2024-04-12 16:00 | 0.28029 | 0.57435 | 0.57435 | 0.74392 | 0.85055
4 | 12 | 17 | 125.5 | 191.5 | 191.5 | 415.2 | 425.5 | 2024-04-12 17:00 | 0.37541 | 0.52151 | 0.52151 | 0.83457 | 0.82911
4 | 12 | 18 | 255.5 | 241.1 | 241.1 | 390 | 447.3 | 2024-04-12 18:00 | 0.76428 | 0.65659 | 0.65659 | 0.78392 | 0.87159
4 | 12 | 19 | 263.8 | 272.5 | 272.5 | 421 | 463.9 | 2024-04-12 19:00 | 0.78911 | 0.7421 | 0.7421 | 0.84623 | 0.90394
4 | 12 | 20 | 262 | 272.7 | 272.7 | 444.4 | 482 | 2024-04-12 20:00 | 0.78373 | 0.74265 | 0.74265 | 0.89327 | 0.9392
4 | 12 | 21 | 255.7 | 272.6 | 272.6 | 451.5 | 489.5 | 2024-04-12 21:00 | 0.76488 | 0.74237 | 0.74237 | 0.90754 | 0.95382
4 | 12 | 22 | 251.7 | 260.6 | 260.6 | 431.5 | 460 | 2024-04-12 22:00 | 0.75292 | 0.70969 | 0.70969 | 0.86734 | 0.89634
4 | 12 | 23 | 234.3 | 255.7 | 255.7 | 244.3 | 438.5 | 2024-04-12 23:00 | 0.70087 | 0.69635 | 0.69635 | 0.49106 | 0.85444
4 | 13 | 0 | 224.3 | 238.5 | 238.5 | 175.4 | 365 | 2024-04-13 | 0.67095 | 0.64951 | 0.64951 | 0.35256 | 0.71122
4 | 13 | 1 | 201.3 | 246.4 | 246.4 | 273.2 | 385 | 2024-04-13 01:00 | 0.60215 | 0.67102 | 0.67102 | 0.54915 | 0.75019
4 | 13 | 2 | 200.7 | 236.5 | 236.5 | 299.6 | 374 | 2024-04-13 02:00 | 0.60036 | 0.64406 | 0.64406 | 0.60221 | 0.72876
4 | 13 | 3 | 198.1 | 229.7 | 229.7 | 315.7 | 381 | 2024-04-13 03:00 | 0.59258 | 0.62554 | 0.62554 | 0.63457 | 0.7424
4 | 13 | 4 | 197.4 | 219.3 | 219.3 | 319.4 | 400 | 2024-04-13 04:00 | 0.59049 | 0.59722 | 0.59722 | 0.64201 | 0.77942
4 | 13 | 5 | 222.8 | 232.4 | 232.4 | 311.8 | 385 | 2024-04-13 05:00 | 0.66647 | 0.6329 | 0.6329 | 0.62673 | 0.75019
4 | 13 | 6 | 228.7 | 254.9 | 254.9 | 329 | 354 | 2024-04-13 06:00 | 0.68412 | 0.69417 | 0.69417 | 0.66131 | 0.68979
4 | 13 | 7 | 205.9 | 223 | 223 | 312.8 | 341 | 2024-04-13 07:00 | 0.61591 | 0.6073 | 0.6073 | 0.62874 | 0.66446
4 | 13 | 8 | 133.7 | 158.6 | 158.6 | 316.8 | 339 | 2024-04-13 08:00 | 0.39994 | 0.43192 | 0.43192 | 0.63678 | 0.66056
4 | 13 | 9 | 141.2 | 155 | 155 | 324.8 | 358 | 2024-04-13 09:00 | 0.42238 | 0.42211 | 0.42211 | 0.65286 | 0.69758
4 | 13 | 10 | 140.1 | 154.7 | 154.7 | 298.5 | 356 | 2024-04-13 10:00 | 0.41908 | 0.4213 | 0.4213 | 0.6 | 0.69369
4 | 13 | 11 | 114.5 | 154.5 | 154.5 | 319.8 | 366 | 2024-04-13 11:00 | 0.34251 | 0.42075 | 0.42075 | 0.64281 | 0.71317
4 | 13 | 12 | 143.3 | 159 | 159 | 355.3 | 376 | 2024-04-13 12:00 | 0.42866 | 0.43301 | 0.43301 | 0.71417 | 0.73266
4 | 13 | 13 | 143.9 | 158 | 158 | 355.5 | 357 | 2024-04-13 13:00 | 0.43045 | 0.43028 | 0.43028 | 0.71457 | 0.69564
4 | 13 | 14 | 149.7 | 158.7 | 158.7 | 339.7 | 370 | 2024-04-13 14:00 | 0.4478 | 0.43219 | 0.43219 | 0.68281 | 0.72097
4 | 13 | 15 | 148.4 | 156.2 | 156.2 | 361.3 | 392 | 2024-04-13 15:00 | 0.44391 | 0.42538 | 0.42538 | 0.72623 | 0.76383
4 | 13 | 16 | 181.2 | 211.9 | 211.9 | 358.3 | 396 | 2024-04-13 16:00 | 0.54203 | 0.57707 | 0.57707 | 0.7202 | 0.77163
4 | 13 | 17 | 197.8 | 222 | 222 | 375.9 | 426 | 2024-04-13 17:00 | 0.59168 | 0.60458 | 0.60458 | 0.75558 | 0.83009
4 | 13 | 18 | 237.9 | 245.7 | 245.7 | 370.6 | 473 | 2024-04-13 18:00 | 0.71164 | 0.66912 | 0.66912 | 0.74492 | 0.92167
4 | 13 | 19 | 270.4 | 268.6 | 268.6 | 422.3 | 482 | 2024-04-13 19:00 | 0.80885 | 0.73148 | 0.73148 | 0.84884 | 0.9392
4 | 13 | 20 | 272.2 | 266.6 | 266.6 | 405.6 | 482 | 2024-04-13 20:00 | 0.81424 | 0.72603 | 0.72603 | 0.81528 | 0.9392
4 | 13 | 21 | 271 | 270.5 | 270.5 | 416.7 | 470 | 2024-04-13 21:00 | 0.81065 | 0.73666 | 0.73666 | 0.83759 | 0.91582
4 | 13 | 22 | 267.5 | 264.2 | 264.2 | 426.6 | 467 | 2024-04-13 22:00 | 0.80018 | 0.7195 | 0.7195 | 0.85749 | 0.90998
4 | 13 | 23 | 254.5 | 264.9 | 264.9 | 392.4 | 432 | 2024-04-13 23:00 | 0.76129 | 0.72141 | 0.72141 | 0.78874 | 0.84178
4 | 14 | 0 | 232.9 | 246.2 | 246.2 | 368.5 | 398 | 2024-04-14 | 0.69668 | 0.67048 | 0.67048 | 0.7407 | 0.77553
4 | 14 | 1 | 225.1 | 246.1 | 246.1 | 359.5 | 387 | 2024-04-14 01:00 | 0.67335 | 0.67021 | 0.67021 | 0.72261 | 0.75409
4 | 14 | 2 | 218.1 | 243.6 | 243.6 | 124 | 378 | 2024-04-14 02:00 | 0.65241 | 0.6634 | 0.6634 | 0.24925 | 0.73655
4 | 14 | 3 | 213.3 | 226 | 226 | 36 | 384 | 2024-04-14 03:00 | 0.63805 | 0.61547 | 0.61547 | 0.072362 | 0.74825
4 | 14 | 4 | 213.2 | 226 | 226 | 55 | 399 | 2024-04-14 04:00 | 0.63775 | 0.61547 | 0.61547 | 0.11055 | 0.77747
4 | 14 | 5 | 215.9 | 226.5 | 226.5 | 82 | 374 | 2024-04-14 05:00 | 0.64583 | 0.61683 | 0.61683 | 0.16482 | 0.72876
4 | 14 | 6 | 225.1 | 226.3 | 226.3 | 122 | 380 | 2024-04-14 06:00 | 0.67335 | 0.61629 | 0.61629 | 0.24523 | 0.74045
4 | 14 | 7 | 205.4 | 216.5 | 216.5 | 121.9 | 360 | 2024-04-14 07:00 | 0.61442 | 0.5896 | 0.5896 | 0.24503 | 0.70148
4 | 14 | 8 | 132.3 | 158.1 | 158.1 | 136.2 | 366 | 2024-04-14 08:00 | 0.39575 | 0.43056 | 0.43056 | 0.27377 | 0.71317
4 | 14 | 9 | 138 | 159.4 | 159.4 | 189.1 | 366 | 2024-04-14 09:00 | 0.4128 | 0.4341 | 0.4341 | 0.3801 | 0.71317
4 | 14 | 10 | 155.7 | 161.8 | 161.8 | 206.4 | 359 | 2024-04-14 10:00 | 0.46575 | 0.44063 | 0.44063 | 0.41487 | 0.69953
4 | 14 | 11 | 154.4 | 162.1 | 162.1 | 234.1 | 356 | 2024-04-14 11:00 | 0.46186 | 0.44145 | 0.44145 | 0.47055 | 0.69369
4 | 14 | 12 | 154.2 | 161.4 | 161.4 | 251.8 | 381 | 2024-04-14 12:00 | 0.46126 | 0.43954 | 0.43954 | 0.50613 | 0.7424
4 | 14 | 13 | 151.2 | 149.2 | 149.2 | 241.9 | 379 | 2024-04-14 13:00 | 0.45229 | 0.40632 | 0.40632 | 0.48623 | 0.7385
4 | 14 | 14 | 150.6 | 150.4 | 150.4 | 271.9 | 405 | 2024-04-14 14:00 | 0.45049 | 0.40959 | 0.40959 | 0.54653 | 0.78917
4 | 14 | 15 | 141.5 | 152 | 152 | 290.8 | 385 | 2024-04-14 15:00 | 0.42327 | 0.41394 | 0.41394 | 0.58452 | 0.75019
4 | 14 | 16 | 184.8 | 172.7 | 172.7 | 318.9 | 414 | 2024-04-14 16:00 | 0.5528 | 0.47032 | 0.47032 | 0.64101 | 0.8067
4 | 14 | 17 | 198.5 | 240.5 | 240.5 | 347 | 395.7 | 2024-04-14 17:00 | 0.59378 | 0.65496 | 0.65496 | 0.69749 | 0.77104
4 | 14 | 18 | 257.2 | 245.1 | 245.1 | 395.3 | 425 | 2024-04-14 18:00 | 0.76937 | 0.66748 | 0.66748 | 0.79457 | 0.82814
4 | 14 | 19 | 274.5 | 277.2 | 277.2 | 405.6 | 443 | 2024-04-14 19:00 | 0.82112 | 0.7549 | 0.7549 | 0.81528 | 0.86321
4 | 14 | 20 | 277.8 | 270.3 | 270.3 | 412.4 | 453 | 2024-04-14 20:00 | 0.83099 | 0.73611 | 0.73611 | 0.82894 | 0.8827
4 | 14 | 21 | 276.4 | 258.6 | 258.6 | 417.4 | 476 | 2024-04-14 21:00 | 0.8268 | 0.70425 | 0.70425 | 0.83899 | 0.92751
4 | 14 | 22 | 279.4 | 271.4 | 271.4 | 401.6 | 460 | 2024-04-14 22:00 | 0.83578 | 0.73911 | 0.73911 | 0.80724 | 0.89634
4 | 14 | 23 | 272.4 | 252.3 | 252.3 | 368.6 | 429 | 2024-04-14 23:00 | 0.81484 | 0.68709 | 0.68709 | 0.7409 | 0.83593
4 | 15 | 0 | 227.6 | 264 | 264 | 349.3 | 422 | 2024-04-15 | 0.68083 | 0.71895 | 0.71895 | 0.70211 | 0.82229
4 | 15 | 1 | 226.5 | 240.1 | 240.1 | 340.2 | 409 | 2024-04-15 01:00 | 0.67754 | 0.65387 | 0.65387 | 0.68382 | 0.79696
4 | 15 | 2 | 224.4 | 237.4 | 237.4 | 334.2 | 320 | 2024-04-15 02:00 | 0.67125 | 0.64651 | 0.64651 | 0.67176 | 0.62354
4 | 15 | 3 | 226.7 | 234.5 | 234.5 | 341.2 | 327 | 2024-04-15 03:00 | 0.67813 | 0.63862 | 0.63862 | 0.68583 | 0.63718
4 | 15 | 4 | 191.1 | 230.5 | 230.5 | 336.1 | 336 | 2024-04-15 04:00 | 0.57164 | 0.62772 | 0.62772 | 0.67558 | 0.65472
4 | 15 | 5 | 197.6 | 234.5 | 234.5 | 339.5 | 386 | 2024-04-15 05:00 | 0.59109 | 0.63862 | 0.63862 | 0.68241 | 0.75214
4 | 15 | 6 | 223.9 | 226 | 226 | 337.5 | 313.3 | 2024-04-15 06:00 | 0.66976 | 0.61547 | 0.61547 | 0.67839 | 0.61048
4 | 15 | 7 | 203.2 | 221.5 | 221.5 | 323.2 | 307.6 | 2024-04-15 07:00 | 0.60784 | 0.60321 | 0.60321 | 0.64965 | 0.59938
4 | 15 | 8 | 157.6 | 158 | 158 | 318.9 | 299.6 | 2024-04-15 08:00 | 0.47143 | 0.43028 | 0.43028 | 0.64101 | 0.58379
4 | 15 | 9 | 160.2 | 158.5 | 158.5 | 340.3 | 299.2 | 2024-04-15 09:00 | 0.47921 | 0.43164 | 0.43164 | 0.68402 | 0.58301
4 | 15 | 10 | 158.5 | 161.6 | 161.6 | 307.5 | 295.8 | 2024-04-15 10:00 | 0.47413 | 0.44009 | 0.44009 | 0.61809 | 0.57638
4 | 15 | 11 | 154 | 158.8 | 158.8 | 322.5 | 288.1 | 2024-04-15 11:00 | 0.46066 | 0.43246 | 0.43246 | 0.64824 | 0.56138
4 | 15 | 12 | 152.9 | 149.1 | 149.1 | 322.5 | 286.8 | 2024-04-15 12:00 | 0.45737 | 0.40605 | 0.40605 | 0.64824 | 0.55885
4 | 15 | 13 | 152.8 | 150.4 | 150.4 | 329.5 | 298.8 | 2024-04-15 13:00 | 0.45707 | 0.40959 | 0.40959 | 0.66231 | 0.58223
4 | 15 | 14 | 155.4 | 154.2 | 154.2 | 349.3 | 334.6 | 2024-04-15 14:00 | 0.46485 | 0.41993 | 0.41993 | 0.70211 | 0.65199
4 | 15 | 15 | 149.4 | 152.2 | 152.2 | 327.9 | 332.6 | 2024-04-15 15:00 | 0.4469 | 0.41449 | 0.41449 | 0.6591 | 0.64809
4 | 15 | 16 | 149.6 | 197.2 | 197.2 | 360 | 365.8 | 2024-04-15 16:00 | 0.4475 | 0.53704 | 0.53704 | 0.72362 | 0.71278
4 | 15 | 17 | 198 | 216.7 | 216.7 | 354.2 | 343 | 2024-04-15 17:00 | 0.59228 | 0.59014 | 0.59014 | 0.71196 | 0.66836
4 | 15 | 18 | 264.2 | 232.2 | 232.2 | 406.8 | 499.7 | 2024-04-15 18:00 | 0.79031 | 0.63235 | 0.63235 | 0.81769 | 0.97369
4 | 15 | 19 | 292.4 | 273.4 | 273.4 | 423.9 | 438.6 | 2024-04-15 19:00 | 0.87466 | 0.74455 | 0.74455 | 0.85206 | 0.85464
4 | 15 | 20 | 294.4 | 259.5 | 259.5 | 448.2 | 451.5 | 2024-04-15 20:00 | 0.88065 | 0.7067 | 0.7067 | 0.9009 | 0.87977
4 | 15 | 21 | 291.1 | 258.4 | 258.4 | 445.4 | 460 | 2024-04-15 21:00 | 0.87077 | 0.7037 | 0.7037 | 0.89528 | 0.89634
4 | 15 | 22 | 289.6 | 252.6 | 252.6 | 443.1 | 440 | 2024-04-15 22:00 | 0.86629 | 0.68791 | 0.68791 | 0.89065 | 0.85737
4 | 15 | 23 | 274.8 | 254.1 | 254.1 | 417.2 | 428 | 2024-04-15 23:00 | 0.82202 | 0.69199 | 0.69199 | 0.83859 | 0.83398
4 | 16 | 0 | 227.7 | 247.4 | 247.4 | 353.3 | 393 | 2024-04-16 | 0.68112 | 0.67375 | 0.67375 | 0.71015 | 0.76578
4 | 16 | 1 | 223.6 | 236.7 | 236.7 | 352.1 | 375 | 2024-04-16 01:00 | 0.66886 | 0.64461 | 0.64461 | 0.70774 | 0.73071
4 | 16 | 2 | 223.2 | 250.1 | 250.1 | 341.9 | 360 | 2024-04-16 02:00 | 0.66766 | 0.6811 | 0.6811 | 0.68724 | 0.70148
4 | 16 | 3 | 222.1 | 227 | 227 | 346.6 | 366 | 2024-04-16 03:00 | 0.66437 | 0.61819 | 0.61819 | 0.69668 | 0.71317
4 | 16 | 4 | 218.1 | 232.4 | 232.4 | 349.5 | 374 | 2024-04-16 04:00 | 0.65241 | 0.6329 | 0.6329 | 0.70251 | 0.72876
4 | 16 | 5 | 218.3 | 231.8 | 231.8 | 346.4 | 303.2 | 2024-04-16 05:00 | 0.65301 | 0.63126 | 0.63126 | 0.69628 | 0.5908
4 | 16 | 6 | 230.4 | 199.6 | 199.6 | 323.1 | 252 | 2024-04-16 06:00 | 0.6892 | 0.54357 | 0.54357 | 0.64945 | 0.49104
4 | 16 | 7 | 207.4 | 186 | 186 | 311.8 | 175.3 | 2024-04-16 07:00 | 0.6204 | 0.50654 | 0.50654 | 0.62673 | 0.34158
4 | 16 | 8 | 204.9 | 162.1 | 162.1 | 300.5 | 191.5 | 2024-04-16 08:00 | 0.61292 | 0.44145 | 0.44145 | 0.60402 | 0.37315
4 | 16 | 9 | 140.2 | 156.4 | 156.4 | 288.5 | 217.5 | 2024-04-16 09:00 | 0.41938 | 0.42593 | 0.42593 | 0.5799 | 0.42381
4 | 16 | 10 | 141.8 | 156.5 | 156.5 | 304.5 | 231.9 | 2024-04-16 10:00 | 0.42417 | 0.4262 | 0.4262 | 0.61206 | 0.45187
4 | 16 | 11 | 142.7 | 152.3 | 152.3 | 315.5 | 234.4 | 2024-04-16 11:00 | 0.42686 | 0.41476 | 0.41476 | 0.63417 | 0.45674
4 | 16 | 12 | 141.7 | 161.9 | 161.9 | 339.5 | 241.5 | 2024-04-16 12:00 | 0.42387 | 0.4409 | 0.4409 | 0.68241 | 0.47058
4 | 16 | 13 | 140.7 | 151.2 | 151.2 | 332.5 | 248.6 | 2024-04-16 13:00 | 0.42088 | 0.41176 | 0.41176 | 0.66834 | 0.48441
4 | 16 | 14 | 144.6 | 153.8 | 153.8 | 355.5 | 238.6 | 2024-04-16 14:00 | 0.43255 | 0.41885 | 0.41885 | 0.71457 | 0.46493
4 | 16 | 15 | 141.4 | 190.5 | 190.5 | 351 | 238.4 | 2024-04-16 15:00 | 0.42297 | 0.51879 | 0.51879 | 0.70553 | 0.46454
4 | 16 | 16 | 138.1 | 213.8 | 213.8 | 355 | 257.3 | 2024-04-16 16:00 | 0.4131 | 0.58224 | 0.58224 | 0.71357 | 0.50136
4 | 16 | 17 | 188.8 | 220.7 | 220.7 | 388.5 | 213.7 | 2024-04-16 17:00 | 0.56476 | 0.60103 | 0.60103 | 0.7809 | 0.41641
4 | 16 | 18 | 239.7 | 227.6 | 227.6 | 399.1 | 271.1 | 2024-04-16 18:00 | 0.71702 | 0.61983 | 0.61983 | 0.80221 | 0.52825
4 | 16 | 19 | 265.8 | 270.2 | 270.2 | 422.8 | 356.1 | 2024-04-16 19:00 | 0.79509 | 0.73584 | 0.73584 | 0.84985 | 0.69388
4 | 16 | 20 | 263.3 | 267.5 | 267.5 | 422.8 | 454.1 | 2024-04-16 20:00 | 0.78762 | 0.72849 | 0.72849 | 0.84985 | 0.88484
4 | 16 | 21 | 261.8 | 267.4 | 267.4 | 431.7 | 473.1 | 2024-04-16 21:00 | 0.78313 | 0.72821 | 0.72821 | 0.86774 | 0.92186
4 | 16 | 22 | 251.9 | 254.3 | 254.3 | 411.8 | 455.9 | 2024-04-16 22:00 | 0.75351 | 0.69254 | 0.69254 | 0.82774 | 0.88835
4 | 16 | 23 | 242.9 | 256 | 256 | 398.9 | 411.9 | 2024-04-16 23:00 | 0.72659 | 0.69717 | 0.69717 | 0.80181 | 0.80261
4 | 17 | 0 | 220 | 247.9 | 247.9 | 372.5 | 392.8 | 2024-04-17 | 0.65809 | 0.67511 | 0.67511 | 0.74874 | 0.76539
4 | 17 | 1 | 217.4 | 257.9 | 257.9 | 363.5 | 386.2 | 2024-04-17 01:00 | 0.65031 | 0.70234 | 0.70234 | 0.73065 | 0.75253
4 | 17 | 2 | 215.3 | 240.5 | 240.5 | 349.6 | 367.2 | 2024-04-17 02:00 | 0.64403 | 0.65496 | 0.65496 | 0.70271 | 0.71551
4 | 17 | 3 | 219.8 | 240.5 | 240.5 | 362.6 | 375.2 | 2024-04-17 03:00 | 0.65749 | 0.65496 | 0.65496 | 0.72884 | 0.7311
4 | 17 | 4 | 216.2 | 236.7 | 236.7 | 378.9 | 381.2 | 2024-04-17 04:00 | 0.64672 | 0.64461 | 0.64461 | 0.76161 | 0.74279
4 | 17 | 5 | 222.1 | 236.1 | 236.1 | 375.1 | 345.2 | 2024-04-17 05:00 | 0.66437 | 0.64297 | 0.64297 | 0.75397 | 0.67264
4 | 17 | 6 | 225.4 | 192.5 | 192.5 | 366.3 | 337.2 | 2024-04-17 06:00 | 0.67424 | 0.52424 | 0.52424 | 0.73628 | 0.65705
4 | 17 | 7 | 223.4 | 184.2 | 184.2 | 317.3 | 333 | 2024-04-17 07:00 | 0.66826 | 0.50163 | 0.50163 | 0.63779 | 0.64887
4 | 17 | 8 | 136.6 | 158.3 | 158.3 | 340.2 | 334 | 2024-04-17 08:00 | 0.40862 | 0.4311 | 0.4311 | 0.68382 | 0.65082
4 | 17 | 9 | 128.3 | 157.6 | 157.6 | 331.8 | 329 | 2024-04-17 09:00 | 0.38379 | 0.42919 | 0.42919 | 0.66693 | 0.64108
4 | 17 | 10 | 128.8 | 158.2 | 158.2 | 336.7 | 324 | 2024-04-17 10:00 | 0.38528 | 0.43083 | 0.43083 | 0.67678 | 0.63133
4 | 17 | 11 | 130.2 | 151.7 | 151.7 | 330.9 | 334 | 2024-04-17 11:00 | 0.38947 | 0.41313 | 0.41313 | 0.66513 | 0.65082
4 | 17 | 12 | 138.1 | 148 | 148 | 299.6 | 350 | 2024-04-17 12:00 | 0.4131 | 0.40305 | 0.40305 | 0.60221 | 0.682
4 | 17 | 13 | 153.3 | 144.8 | 144.8 | 309 | 362 | 2024-04-17 13:00 | 0.45857 | 0.39434 | 0.39434 | 0.62111 | 0.70538
4 | 17 | 14 | 136.3 | 133.7 | 133.7 | 330.4 | 385 | 2024-04-17 14:00 | 0.40772 | 0.36411 | 0.36411 | 0.66412 | 0.75019
4 | 17 | 15 | 139 | 180.4 | 180.4 | 361.4 | 392 | 2024-04-17 15:00 | 0.41579 | 0.49129 | 0.49129 | 0.72643 | 0.76383
4 | 17 | 16 | 139 | 202.1 | 202.1 | 337.4 | 417 | 2024-04-17 16:00 | 0.41579 | 0.55038 | 0.55038 | 0.67819 | 0.81255
4 | 17 | 17 | 189.9 | 232 | 232 | 371.5 | 425 | 2024-04-17 17:00 | 0.56805 | 0.63181 | 0.63181 | 0.74673 | 0.82814
4 | 17 | 18 | 251.2 | 230.8 | 230.8 | 394.1 | 427 | 2024-04-17 18:00 | 0.75142 | 0.62854 | 0.62854 | 0.79216 | 0.83203
4 | 17 | 19 | 274.3 | 257.2 | 257.2 | 437.8 | 440.9 | 2024-04-17 19:00 | 0.82052 | 0.70044 | 0.70044 | 0.88 | 0.85912
4 | 17 | 20 | 273.7 | 262 | 262 | 428.9 | 428.9 | 2024-04-17 20:00 | 0.81873 | 0.71351 | 0.71351 | 0.86211 | 0.83574
4 | 17 | 21 | 272.2 | 262.2 | 262.2 | 400.7 | 441.9 | 2024-04-17 21:00 | 0.81424 | 0.71405 | 0.71405 | 0.80543 | 0.86107
4 | 17 | 22 | 266.4 | 250.1 | 250.1 | 402.8 | 422 | 2024-04-17 22:00 | 0.79689 | 0.6811 | 0.6811 | 0.80965 | 0.82229
4 | 17 | 23 | 263.1 | 253.3 | 253.3 | 360.8 | 403 | 2024-04-17 23:00 | 0.78702 | 0.68981 | 0.68981 | 0.72523 | 0.78527
4 | 18 | 0 | 221.4 | 237.2 | 237.2 | 351.6 | 376 | 2024-04-18 | 0.66228 | 0.64597 | 0.64597 | 0.70673 | 0.73266
4 | 18 | 1 | 210.6 | 228 | 228 | 343.6 | 364 | 2024-04-18 01:00 | 0.62997 | 0.62092 | 0.62092 | 0.69065 | 0.70928
4 | 18 | 2 | 211.1 | 239.3 | 239.3 | 338.6 | 351 | 2024-04-18 02:00 | 0.63147 | 0.65169 | 0.65169 | 0.6806 | 0.68394
4 | 18 | 3 | 215.7 | 236.1 | 236.1 | 361.5 | 362 | 2024-04-18 03:00 | 0.64523 | 0.64297 | 0.64297 | 0.72663 | 0.70538
4 | 18 | 4 | 216.2 | 233.1 | 233.1 | 358.6 | 342 | 2024-04-18 04:00 | 0.64672 | 0.6348 | 0.6348 | 0.7208 | 0.66641
4 | 18 | 5 | 218.4 | 244.8 | 244.8 | 339.8 | 325 | 2024-04-18 05:00 | 0.65331 | 0.66667 | 0.66667 | 0.68302 | 0.63328
4 | 18 | 6 | 223.7 | 252.5 | 252.5 | 323.3 | 315 | 2024-04-18 06:00 | 0.66916 | 0.68764 | 0.68764 | 0.64985 | 0.6138
4 | 18 | 7 | 145.9 | 188.9 | 188.9 | 322.3 | 336 | 2024-04-18 07:00 | 0.43643 | 0.51443 | 0.51443 | 0.64784 | 0.65472
4 | 18 | 8 | 142.4 | 153.8 | 153.8 | 327.3 | 331 | 2024-04-18 08:00 | 0.42596 | 0.41885 | 0.41885 | 0.65789 | 0.64497
4 | 18 | 9 | 142.3 | 152.7 | 152.7 | 314.9 | 333 | 2024-04-18 09:00 | 0.42567 | 0.41585 | 0.41585 | 0.63296 | 0.64887
4 | 18 | 10 | 144.5 | 154.3 | 154.3 | 308.5 | 334 | 2024-04-18 10:00 | 0.43225 | 0.42021 | 0.42021 | 0.6201 | 0.65082
4 | 18 | 11 | 142.8 | 154.1 | 154.1 | 315.5 | 325 | 2024-04-18 11:00 | 0.42716 | 0.41966 | 0.41966 | 0.63417 | 0.63328
4 | 18 | 12 | 141.6 | 145 | 145 | 319.5 | 344 | 2024-04-18 12:00 | 0.42357 | 0.39488 | 0.39488 | 0.64221 | 0.6703
4 | 18 | 13 | 134.1 | 142 | 142 | 337.5 | 354 | 2024-04-18 13:00 | 0.40114 | 0.38671 | 0.38671 | 0.67839 | 0.68979
4 | 18 | 14 | 135.4 | 142.5 | 142.5 | 338.7 | 352 | 2024-04-18 14:00 | 0.40503 | 0.38807 | 0.38807 | 0.6808 | 0.68589
4 | 18 | 15 | 136.7 | 141.4 | 141.4 | 347.6 | 369 | 2024-04-18 15:00 | 0.40891 | 0.38508 | 0.38508 | 0.69869 | 0.71902
4 | 18 | 16 | 178.8 | 185.3 | 185.3 | 358.7 | 411 | 2024-04-18 16:00 | 0.53485 | 0.50463 | 0.50463 | 0.72101 | 0.80086
4 | 18 | 17 | 211.7 | 206.9 | 206.9 | 384.7 | 429 | 2024-04-18 17:00 | 0.63326 | 0.56345 | 0.56345 | 0.77327 | 0.83593
4 | 18 | 18 | 262.4 | 252.7 | 252.7 | 403.6 | 435 | 2024-04-18 18:00 | 0.78492 | 0.68818 | 0.68818 | 0.81126 | 0.84762
4 | 18 | 19 | 273.5 | 266.2 | 266.2 | 425.1 | 452 | 2024-04-18 19:00 | 0.81813 | 0.72495 | 0.72495 | 0.85447 | 0.88075
4 | 18 | 20 | 270.3 | 262.9 | 262.9 | 419.3 | 447 | 2024-04-18 20:00 | 0.80856 | 0.71596 | 0.71596 | 0.84281 | 0.87101
4 | 18 | 21 | 263.5 | 240.9 | 240.9 | 426.3 | 460 | 2024-04-18 21:00 | 0.78821 | 0.65605 | 0.65605 | 0.85688 | 0.89634
4 | 18 | 22 | 252.6 | 233.8 | 233.8 | 411.3 | 441 | 2024-04-18 22:00 | 0.75561 | 0.63671 | 0.63671 | 0.82673 | 0.85931
4 | 18 | 23 | 234.9 | 245.9 | 245.9 | 417.2 | 416 | 2024-04-18 23:00 | 0.70266 | 0.66966 | 0.66966 | 0.83859 | 0.8106
4 | 19 | 0 | 210.6 | 263.4 | 263.4 | 351.4 | 382 | 2024-04-19 | 0.62997 | 0.71732 | 0.71732 | 0.70633 | 0.74435
4 | 19 | 1 | 208.3 | 265 | 265 | 352.4 | 366 | 2024-04-19 01:00 | 0.62309 | 0.72168 | 0.72168 | 0.70834 | 0.71317
4 | 19 | 2 | 204.3 | 251.1 | 251.1 | 349.3 | 346 | 2024-04-19 02:00 | 0.61113 | 0.68382 | 0.68382 | 0.70211 | 0.6742
4 | 19 | 3 | 196.3 | 240.4 | 240.4 | 354.5 | 305 | 2024-04-19 03:00 | 0.5872 | 0.65468 | 0.65468 | 0.71256 | 0.59431
4 | 19 | 4 | 190.9 | 244.3 | 244.3 | 353.7 | 351 | 2024-04-19 04:00 | 0.57104 | 0.66531 | 0.66531 | 0.71095 | 0.68394
4 | 19 | 5 | 208.8 | 252.7 | 252.7 | 352.6 | 347 | 2024-04-19 05:00 | 0.62459 | 0.68818 | 0.68818 | 0.70874 | 0.67615
4 | 19 | 6 | 204.8 | 263.9 | 263.9 | 349.4 | 337 | 2024-04-19 06:00 | 0.61262 | 0.71868 | 0.71868 | 0.70231 | 0.65666
4 | 19 | 7 | 202.9 | 192.2 | 192.2 | 326 | 349 | 2024-04-19 07:00 | 0.60694 | 0.52342 | 0.52342 | 0.65528 | 0.68005
4 | 19 | 8 | 153.1 | 159.1 | 159.1 | 330 | 373 | 2024-04-19 08:00 | 0.45797 | 0.43328 | 0.43328 | 0.66332 | 0.72681
4 | 19 | 9 | 135.3 | 157.6 | 157.6 | 264.5 | 368 | 2024-04-19 09:00 | 0.40473 | 0.42919 | 0.42919 | 0.53166 | 0.71707
4 | 19 | 10 | 145.6 | 147.5 | 147.5 | 265.5 | 367 | 2024-04-19 10:00 | 0.43554 | 0.40169 | 0.40169 | 0.53367 | 0.71512
4 | 19 | 11 | 145.7 | 145.6 | 145.6 | 262.2 | 383 | 2024-04-19 11:00 | 0.43584 | 0.39651 | 0.39651 | 0.52704 | 0.7463
4 | 19 | 12 | 153.4 | 155.1 | 155.1 | 276.8 | 393 | 2024-04-19 12:00 | 0.45887 | 0.42239 | 0.42239 | 0.55638 | 0.76578
4 | 19 | 13 | 154.2 | 116.9 | 116.9 | 276.2 | 403 | 2024-04-19 13:00 | 0.46126 | 0.31836 | 0.31836 | 0.55518 | 0.78527
4 | 19 | 14 | 142.6 | 37.3 | 37.3 | 244.4 | 414 | 2024-04-19 14:00 | 0.42656 | 0.10158 | 0.10158 | 0.49126 | 0.8067
4 | 19 | 15 | 133.9 | 152.2 | 152.2 | 252.2 | 427.5 | 2024-04-19 15:00 | 0.40054 | 0.41449 | 0.41449 | 0.50693 | 0.83301
4 | 19 | 16 | 155 | 196.3 | 196.3 | 267.4 | 464.2 | 2024-04-19 16:00 | 0.46366 | 0.53459 | 0.53459 | 0.53749 | 0.90452
4 | 19 | 17 | 187.8 | 216.9 | 216.9 | 293.8 | 456 | 2024-04-19 17:00 | 0.56177 | 0.59069 | 0.59069 | 0.59055 | 0.88854
4 | 19 | 18 | 216.5 | 230.9 | 230.9 | 282.2 | 472 | 2024-04-19 18:00 | 0.64762 | 0.62881 | 0.62881 | 0.56724 | 0.91972
4 | 19 | 19 | 265.7 | 241.9 | 241.9 | 234 | 478 | 2024-04-19 19:00 | 0.7948 | 0.65877 | 0.65877 | 0.47035 | 0.93141
4 | 19 | 20 | 258.3 | 255.8 | 255.8 | 335.2 | 481 | 2024-04-19 20:00 | 0.77266 | 0.69662 | 0.69662 | 0.67377 | 0.93726
4 | 19 | 21 | 255.4 | 257.9 | 257.9 | 365.3 | 495 | 2024-04-19 21:00 | 0.76398 | 0.70234 | 0.70234 | 0.73427 | 0.96454
4 | 19 | 22 | 261.6 | 255.8 | 255.8 | 359.5 | 479 | 2024-04-19 22:00 | 0.78253 | 0.69662 | 0.69662 | 0.72261 | 0.93336
4 | 19 | 23 | 235.5 | 241.2 | 241.2 | 320.6 | 442 | 2024-04-19 23:00 | 0.70446 | 0.65686 | 0.65686 | 0.64442 | 0.86126
4 | 20 | 0 | 232.1 | 248.5 | 248.5 | 317 | 414 | 2024-04-20 | 0.69429 | 0.67674 | 0.67674 | 0.63719 | 0.8067
4 | 20 | 1 | 232.7 | 251.3 | 251.3 | 304.1 | 381 | 2024-04-20 01:00 | 0.69608 | 0.68437 | 0.68437 | 0.61126 | 0.7424
4 | 20 | 2 | 227.2 | 251.2 | 251.2 | 311.1 | 391 | 2024-04-20 02:00 | 0.67963 | 0.6841 | 0.6841 | 0.62533 | 0.76189
4 | 20 | 3 | 227.5 | 247.6 | 247.6 | 305.3 | 334 | 2024-04-20 03:00 | 0.68053 | 0.67429 | 0.67429 | 0.61367 | 0.65082
4 | 20 | 4 | 224.2 | 244.7 | 244.7 | 343.8 | 339 | 2024-04-20 04:00 | 0.67066 | 0.66639 | 0.66639 | 0.69106 | 0.66056
4 | 20 | 5 | 236.9 | 251.3 | 251.3 | 325.8 | 319 | 2024-04-20 05:00 | 0.70864 | 0.68437 | 0.68437 | 0.65487 | 0.62159
4 | 20 | 6 | 238.8 | 232.5 | 232.5 | 311 | 344 | 2024-04-20 06:00 | 0.71433 | 0.63317 | 0.63317 | 0.62513 | 0.6703
4 | 20 | 7 | 228.3 | 130 | 130 | 302.5 | 315.5 | 2024-04-20 07:00 | 0.68292 | 0.35403 | 0.35403 | 0.60804 | 0.61477
4 | 20 | 8 | 162 | 138.2 | 138.2 | 291.8 | 344.5 | 2024-04-20 08:00 | 0.48459 | 0.37636 | 0.37636 | 0.58653 | 0.67128
4 | 20 | 9 | 151.9 | 135.5 | 135.5 | 317.8 | 342.5 | 2024-04-20 09:00 | 0.45438 | 0.36901 | 0.36901 | 0.63879 | 0.66738
4 | 20 | 10 | 140.2 | 160.9 | 160.9 | 280.6 | 333 | 2024-04-20 10:00 | 0.41938 | 0.43818 | 0.43818 | 0.56402 | 0.64887
4 | 20 | 11 | 142.8 | 161.5 | 161.5 | 282.1 | 333 | 2024-04-20 11:00 | 0.42716 | 0.43981 | 0.43981 | 0.56704 | 0.64887
4 | 20 | 12 | 138.1 | 152.5 | 152.5 | 317.9 | 328 | 2024-04-20 12:00 | 0.4131 | 0.41531 | 0.41531 | 0.63899 | 0.63913
4 | 20 | 13 | 126.4 | 160.8 | 160.8 | 363.1 | 371 | 2024-04-20 13:00 | 0.3781 | 0.43791 | 0.43791 | 0.72985 | 0.72292
4 | 20 | 14 | 122.9 | 177 | 177 | 337.2 | 390 | 2024-04-20 14:00 | 0.36763 | 0.48203 | 0.48203 | 0.67779 | 0.75994
4 | 20 | 15 | 127.5 | 147 | 147 | 321.1 | 388 | 2024-04-20 15:00 | 0.38139 | 0.40033 | 0.40033 | 0.64543 | 0.75604
4 | 20 | 16 | 125.3 | 150.6 | 150.6 | 326.1 | 420 | 2024-04-20 16:00 | 0.37481 | 0.41013 | 0.41013 | 0.65548 | 0.81839
4 | 20 | 17 | 190.6 | 148.9 | 148.9 | 339.1 | 459 | 2024-04-20 17:00 | 0.57015 | 0.4055 | 0.4055 | 0.68161 | 0.89439
4 | 20 | 18 | 255.4 | 188.7 | 188.7 | 350.5 | 473 | 2024-04-20 18:00 | 0.76398 | 0.51389 | 0.51389 | 0.70452 | 0.92167
4 | 20 | 19 | 255.3 | 259.4 | 259.4 | 364.9 | 478.5 | 2024-04-20 19:00 | 0.76369 | 0.70643 | 0.70643 | 0.73347 | 0.93239
4 | 20 | 20 | 256 | 268.1 | 268.1 | 363.9 | 475.5 | 2024-04-20 20:00 | 0.76578 | 0.73012 | 0.73012 | 0.73146 | 0.92654
4 | 20 | 21 | 257.1 | 267.1 | 267.1 | 384.1 | 456 | 2024-04-20 21:00 | 0.76907 | 0.7274 | 0.7274 | 0.77206 | 0.88854
4 | 20 | 22 | 258.7 | 262 | 262 | 371.2 | 470 | 2024-04-20 22:00 | 0.77386 | 0.71351 | 0.71351 | 0.74613 | 0.91582
4 | 20 | 23 | 252.9 | 242.8 | 242.8 | 366.2 | 415 | 2024-04-20 23:00 | 0.75651 | 0.66122 | 0.66122 | 0.73608 | 0.80865
4 | 21 | 0 | 240 | 233.9 | 233.9 | 389 | 422 | 2024-04-21 | 0.71792 | 0.63698 | 0.63698 | 0.78191 | 0.82229
4 | 21 | 1 | 215.9 | 234 | 234 | 376.7 | 406 | 2024-04-21 01:00 | 0.64583 | 0.63725 | 0.63725 | 0.75719 | 0.79111
4 | 21 | 2 | 212.7 | 233.7 | 233.7 | 352.4 | 396 | 2024-04-21 02:00 | 0.63625 | 0.63644 | 0.63644 | 0.70834 | 0.77163
4 | 21 | 3 | 210.1 | 232.5 | 232.5 | 360.6 | 401 | 2024-04-21 03:00 | 0.62848 | 0.63317 | 0.63317 | 0.72482 | 0.78137
4 | 21 | 4 | 211.2 | 228.8 | 228.8 | 368.5 | 408 | 2024-04-21 04:00 | 0.63177 | 0.62309 | 0.62309 | 0.7407 | 0.79501
4 | 21 | 5 | 214.8 | 224.9 | 224.9 | 371.2 | 364 | 2024-04-21 05:00 | 0.64254 | 0.61247 | 0.61247 | 0.74613 | 0.70928
4 | 21 | 6 | 178.5 | 194.4 | 194.4 | 356.1 | 341 | 2024-04-21 06:00 | 0.53395 | 0.52941 | 0.52941 | 0.71578 | 0.66446
4 | 21 | 7 | 169.8 | 169.2 | 169.2 | 375.1 | 370 | 2024-04-21 07:00 | 0.50793 | 0.46078 | 0.46078 | 0.75397 | 0.72097
4 | 21 | 8 | 131.6 | 150.3 | 150.3 | 351.7 | 381.5 | 2024-04-21 08:00 | 0.39366 | 0.40931 | 0.40931 | 0.70693 | 0.74337
4 | 21 | 9 | 126 | 131.6 | 131.6 | 302.8 | 385 | 2024-04-21 09:00 | 0.37691 | 0.35839 | 0.35839 | 0.60864 | 0.75019
4 | 21 | 10 | 133.9 | 139.8 | 139.8 | 341.8 | 379 | 2024-04-21 10:00 | 0.40054 | 0.38072 | 0.38072 | 0.68704 | 0.7385
4 | 21 | 11 | 128.8 | 147.1 | 147.1 | 340.4 | 367 | 2024-04-21 11:00 | 0.38528 | 0.4006 | 0.4006 | 0.68422 | 0.71512
4 | 21 | 12 | 129.2 | 161.2 | 161.2 | 332.5 | 373.5 | 2024-04-21 12:00 | 0.38648 | 0.439 | 0.439 | 0.66834 | 0.72779
4 | 21 | 13 | 129.1 | 138.8 | 138.8 | 322.6 | 394.5 | 2024-04-21 13:00 | 0.38618 | 0.378 | 0.378 | 0.64844 | 0.76871
4 | 21 | 14 | 121.8 | 134.4 | 134.4 | 354.2 | 418 | 2024-04-21 14:00 | 0.36434 | 0.36601 | 0.36601 | 0.71196 | 0.8145
4 | 21 | 15 | 121.3 | 148.9 | 148.9 | 333 | 411 | 2024-04-21 15:00 | 0.36285 | 0.4055 | 0.4055 | 0.66935 | 0.80086
4 | 21 | 16 | 166.9 | 183 | 183 | 350.8 | 436.5 | 2024-04-21 16:00 | 0.49925 | 0.49837 | 0.49837 | 0.70513 | 0.85055
4 | 21 | 17 | 162.5 | 176.5 | 176.5 | 378 | 438 | 2024-04-21 17:00 | 0.48609 | 0.48066 | 0.48066 | 0.7598 | 0.85347
4 | 21 | 18 | 244.8 | 188.1 | 188.1 | 393.6 | 467 | 2024-04-21 18:00 | 0.73228 | 0.51225 | 0.51225 | 0.79116 | 0.90998
4 | 21 | 19 | 233.7 | 225.4 | 225.4 | 428.1 | 469 | 2024-04-21 19:00 | 0.69907 | 0.61383 | 0.61383 | 0.8605 | 0.91387
4 | 21 | 20 | 247.7 | 240.3 | 240.3 | 429.9 | 470 | 2024-04-21 20:00 | 0.74095 | 0.65441 | 0.65441 | 0.86412 | 0.91582
4 | 21 | 21 | 253.2 | 244.7 | 244.7 | 435.2 | 482 | 2024-04-21 21:00 | 0.7574 | 0.66639 | 0.66639 | 0.87477 | 0.9392
4 | 21 | 22 | 257.7 | 257.8 | 257.8 | 424.7 | 454.5 | 2024-04-21 22:00 | 0.77086 | 0.70207 | 0.70207 | 0.85367 | 0.88562
4 | 21 | 23 | 244.5 | 259.7 | 259.7 | 405.6 | 424 | 2024-04-21 23:00 | 0.73138 | 0.70724 | 0.70724 | 0.81528 | 0.82619
4 | 22 | 0 | 231.9 | 258.8 | 258.8 | 355.4 | 402 | 2024-04-22 | 0.69369 | 0.70479 | 0.70479 | 0.71437 | 0.78332
4 | 22 | 1 | 201.6 | 252.7 | 252.7 | 346.9 | 380 | 2024-04-22 01:00 | 0.60305 | 0.68818 | 0.68818 | 0.69729 | 0.74045
4 | 22 | 2 | 195.9 | 247.4 | 247.4 | 345.6 | 378 | 2024-04-22 02:00 | 0.586 | 0.67375 | 0.67375 | 0.69467 | 0.73655
4 | 22 | 3 | 198.5 | 238.2 | 238.2 | 383.7 | 409 | 2024-04-22 03:00 | 0.59378 | 0.64869 | 0.64869 | 0.77126 | 0.79696
4 | 22 | 4 | 203 | 236.8 | 236.8 | 355.5 | 393 | 2024-04-22 04:00 | 0.60724 | 0.64488 | 0.64488 | 0.71457 | 0.76578
4 | 22 | 5 | 202.2 | 208.8 | 208.8 | 343.3 | 371 | 2024-04-22 05:00 | 0.60485 | 0.56863 | 0.56863 | 0.69005 | 0.72292
4 | 22 | 6 | 204.95 | 181.7 | 181.7 | 341.2 | 362 | 2024-04-22 06:00 | 0.61307 | 0.49483 | 0.49483 | 0.68583 | 0.70538
4 | 22 | 7 | 174.96 | 146 | 146 | 328.9 | 370 | 2024-04-22 07:00 | 0.52336 | 0.3976 | 0.3976 | 0.66111 | 0.72097
4 | 22 | 8 | 142.5 | 157.4 | 157.4 | 336 | 380 | 2024-04-22 08:00 | 0.42626 | 0.42865 | 0.42865 | 0.67538 | 0.74045
4 | 22 | 9 | 120.9 | 158.1 | 158.1 | 324.6 | 379 | 2024-04-22 09:00 | 0.36165 | 0.43056 | 0.43056 | 0.65246 | 0.7385
4 | 22 | 10 | 113.8 | 157.1 | 157.1 | 313.3 | 367 | 2024-04-22 10:00 | 0.34041 | 0.42783 | 0.42783 | 0.62975 | 0.71512
4 | 22 | 11 | 119.7 | 153.1 | 153.1 | 313.8 | 376 | 2024-04-22 11:00 | 0.35806 | 0.41694 | 0.41694 | 0.63075 | 0.73266
4 | 22 | 12 | 117.2 | 149.2 | 149.2 | 328.4 | 390.7 | 2024-04-22 12:00 | 0.35058 | 0.40632 | 0.40632 | 0.6601 | 0.7613
4 | 22 | 13 | 129.9 | 149.8 | 149.8 | 330.5 | 382.7 | 2024-04-22 13:00 | 0.38857 | 0.40795 | 0.40795 | 0.66432 | 0.74571
4 | 22 | 14 | 130.1 | 155.5 | 155.5 | 344.5 | 409.7 | 2024-04-22 14:00 | 0.38917 | 0.42347 | 0.42347 | 0.69246 | 0.79832
4 | 22 | 15 | 126.3 | 157.8 | 157.8 | 362.1 | 422.7 | 2024-04-22 15:00 | 0.3778 | 0.42974 | 0.42974 | 0.72784 | 0.82366
4 | 22 | 16 | 123.9 | 211.8 | 211.8 | 351 | 423.7 | 2024-04-22 16:00 | 0.37063 | 0.5768 | 0.5768 | 0.70553 | 0.8256
4 | 22 | 17 | 166.3 | 241.8 | 241.8 | 393.6 | 447.8 | 2024-04-22 17:00 | 0.49746 | 0.6585 | 0.6585 | 0.79116 | 0.87256
4 | 22 | 18 | 240.2 | 252.5 | 252.5 | 414.4 | 460.8 | 2024-04-22 18:00 | 0.71852 | 0.68764 | 0.68764 | 0.83296 | 0.8979
4 | 22 | 19 | 248.2 | 270.1 | 270.1 | 428.5 | 457.8 | 2024-04-22 19:00 | 0.74245 | 0.73557 | 0.73557 | 0.86131 | 0.89205
4 | 22 | 20 | 253.5 | 275.2 | 275.2 | 424.5 | 455.8 | 2024-04-22 20:00 | 0.7583 | 0.74946 | 0.74946 | 0.85327 | 0.88815
4 | 22 | 21 | 245.1 | 267.3 | 267.3 | 425.2 | 476.8 | 2024-04-22 21:00 | 0.73317 | 0.72794 | 0.72794 | 0.85467 | 0.92907
4 | 22 | 22 | 246 | 262.3 | 262.3 | 412.6 | 460.8 | 2024-04-22 22:00 | 0.73587 | 0.71432 | 0.71432 | 0.82935 | 0.8979
4 | 22 | 23 | 228.7 | 264.7 | 264.7 | 399.5 | 440 | 2024-04-22 23:00 | 0.68412 | 0.72086 | 0.72086 | 0.80302 | 0.85737
4 | 23 | 0 | 223.3 | 243.9 | 243.9 | 380.2 | 400 | 2024-04-23 | 0.66796 | 0.66422 | 0.66422 | 0.76422 | 0.77942
4 | 23 | 1 | 212.4 | 239.3 | 239.3 | 366.1 | 386 | 2024-04-23 01:00 | 0.63536 | 0.65169 | 0.65169 | 0.73588 | 0.75214
4 | 23 | 2 | 207.8 | 236.8 | 236.8 | 354.4 | 387 | 2024-04-23 02:00 | 0.6216 | 0.64488 | 0.64488 | 0.71236 | 0.75409
4 | 23 | 3 | 211.5 | 221.2 | 221.2 | 364.6 | 397 | 2024-04-23 03:00 | 0.63267 | 0.6024 | 0.6024 | 0.73286 | 0.77358
4 | 23 | 4 | 210.8 | 222.8 | 222.8 | 363.9 | 383 | 2024-04-23 04:00 | 0.63057 | 0.60675 | 0.60675 | 0.73146 | 0.7463
4 | 23 | 5 | 210.6 | 169 | 169 | 362.9 | 366 | 2024-04-23 05:00 | 0.62997 | 0.46024 | 0.46024 | 0.72945 | 0.71317
4 | 23 | 6 | 182.3 | 155.6 | 155.6 | 348.5 | 360 | 2024-04-23 06:00 | 0.54532 | 0.42375 | 0.42375 | 0.7005 | 0.70148
4 | 23 | 7 | 202.7 | 151.1 | 151.1 | 341.8 | 351 | 2024-04-23 07:00 | 0.60634 | 0.41149 | 0.41149 | 0.68704 | 0.68394
4 | 23 | 8 | 153.8 | 148.3 | 148.3 | 339.6 | 368 | 2024-04-23 08:00 | 0.46007 | 0.40387 | 0.40387 | 0.68261 | 0.71707
4 | 23 | 9 | 151.5 | 149.5 | 149.5 | 332.3 | 351 | 2024-04-23 09:00 | 0.45319 | 0.40714 | 0.40714 | 0.66794 | 0.68394
4 | 23 | 10 | 152.5 | 147.4 | 147.4 | 332.9 | 344 | 2024-04-23 10:00 | 0.45618 | 0.40142 | 0.40142 | 0.66915 | 0.6703
4 | 23 | 11 | 153.7 | 151.6 | 151.6 | 323.9 | 372 | 2024-04-23 11:00 | 0.45977 | 0.41285 | 0.41285 | 0.65106 | 0.72486
4 | 23 | 12 | 151.4 | 150.3 | 150.3 | 350.8 | 357 | 2024-04-23 12:00 | 0.45289 | 0.40931 | 0.40931 | 0.70513 | 0.69564
4 | 23 | 13 | 157.1 | 151.6 | 151.6 | 358.5 | 354 | 2024-04-23 13:00 | 0.46994 | 0.41285 | 0.41285 | 0.7206 | 0.68979
4 | 23 | 14 | 107.1 | 35.2 | 35.2 | 359.6 | 359 | 2024-04-23 14:00 | 0.32037 | 0.095861 | 0.095861 | 0.72281 | 0.69953
4 | 23 | 15 | 154.5 | 71.9 | 71.9 | 364.7 | 402 | 2024-04-23 15:00 | 0.46216 | 0.19581 | 0.19581 | 0.73307 | 0.78332
4 | 23 | 16 | 159.3 | 125.6 | 125.6 | 377.6 | 473.2 | 2024-04-23 16:00 | 0.47652 | 0.34205 | 0.34205 | 0.75899 | 0.92206
4 | 23 | 17 | 159.9 | 234.4 | 234.4 | 400.1 | 442.2 | 2024-04-23 17:00 | 0.47831 | 0.63834 | 0.63834 | 0.80422 | 0.86165
4 | 23 | 18 | 168.5 | 257.6 | 257.6 | 423.2 | 461 | 2024-04-23 18:00 | 0.50404 | 0.70153 | 0.70153 | 0.85065 | 0.89829
4 | 23 | 19 | 243.4 | 263.3 | 263.3 | 421.4 | 464 | 2024-04-23 19:00 | 0.72809 | 0.71705 | 0.71705 | 0.84704 | 0.90413
4 | 23 | 20 | 240.7 | 245.5 | 245.5 | 438.2 | 471 | 2024-04-23 20:00 | 0.72001 | 0.66857 | 0.66857 | 0.8808 | 0.91777
4 | 23 | 21 | 238.9 | 258.5 | 258.5 | 443.2 | 464 | 2024-04-23 21:00 | 0.71463 | 0.70398 | 0.70398 | 0.89085 | 0.90413
4 | 23 | 22 | 220.7 | 253.5 | 253.5 | 420.3 | 461.2 | 2024-04-23 22:00 | 0.66019 | 0.69036 | 0.69036 | 0.84482 | 0.89867
4 | 23 | 23 | 219.9 | 254.2 | 254.2 | 403.1 | 441.5 | 2024-04-23 23:00 | 0.65779 | 0.69227 | 0.69227 | 0.81025 | 0.86029
4 | 24 | 0 | 217.5 | 239.5 | 239.5 | 349.4 | 368 | 2024-04-24 | 0.65061 | 0.65223 | 0.65223 | 0.70231 | 0.71707
4 | 24 | 1 | 216.5 | 244.8 | 244.8 | 339.3 | 382 | 2024-04-24 01:00 | 0.64762 | 0.66667 | 0.66667 | 0.68201 | 0.74435
4 | 24 | 2 | 217.3 | 221.4 | 221.4 | 340.5 | 374 | 2024-04-24 02:00 | 0.65001 | 0.60294 | 0.60294 | 0.68442 | 0.72876
4 | 24 | 3 | 215.8 | 221.4 | 221.4 | 350.3 | 395 | 2024-04-24 03:00 | 0.64553 | 0.60294 | 0.60294 | 0.70412 | 0.76968
4 | 24 | 4 | 213.3 | 221.4 | 221.4 | 359.4 | 382 | 2024-04-24 04:00 | 0.63805 | 0.60294 | 0.60294 | 0.72241 | 0.74435
4 | 24 | 5 | 216.3 | 169.1 | 169.1 | 348.7 | 363 | 2024-04-24 05:00 | 0.64702 | 0.46051 | 0.46051 | 0.7009 | 0.70733
4 | 24 | 6 | 160.9 | 152.9 | 152.9 | 328.1 | 355 | 2024-04-24 06:00 | 0.4813 | 0.41639 | 0.41639 | 0.6595 | 0.69174
4 | 24 | 7 | 152.8 | 141.3 | 141.3 | 319.4 | 336 | 2024-04-24 07:00 | 0.45707 | 0.3848 | 0.3848 | 0.64201 | 0.65472
4 | 24 | 8 | 132.1 | 140.4 | 140.4 | 322 | 336 | 2024-04-24 08:00 | 0.39515 | 0.38235 | 0.38235 | 0.64724 | 0.65472
4 | 24 | 9 | 154 | 142.9 | 142.9 | 323.4 | 331.5 | 2024-04-24 09:00 | 0.46066 | 0.38916 | 0.38916 | 0.65005 | 0.64595
4 | 24 | 10 | 31 | 151 | 151 | 327.6 | 297.2 | 2024-04-24 10:00 | 0.092731 | 0.41122 | 0.41122 | 0.65849 | 0.57911
4 | 24 | 11 | 60 | 152.9 | 152.9 | 334.5 | 298.7 | 2024-04-24 11:00 | 0.17948 | 0.41639 | 0.41639 | 0.67236 | 0.58203
4 | 24 | 12 | 98.2 | 151.2 | 151.2 | 59 | 334.7 | 2024-04-24 12:00 | 0.29375 | 0.41176 | 0.41176 | 0.11859 | 0.65218
4 | 24 | 13 | 136.1 | 150.2 | 150.2 | 295 | 370.7 | 2024-04-24 13:00 | 0.40712 | 0.40904 | 0.40904 | 0.59296 | 0.72233
4 | 24 | 14 | 140.9 | 151.9 | 151.9 | 335.7 | 379.7 | 2024-04-24 14:00 | 0.42148 | 0.41367 | 0.41367 | 0.67477 | 0.73987
4 | 24 | 15 | 129.7 | 151.2 | 151.2 | 363.6 | 400.7 | 2024-04-24 15:00 | 0.38797 | 0.41176 | 0.41176 | 0.73085 | 0.78079
4 | 24 | 16 | 132.7 | 154 | 154 | 361.2 | 432 | 2024-04-24 16:00 | 0.39695 | 0.41939 | 0.41939 | 0.72603 | 0.84178
4 | 24 | 17 | 131.9 | 220.1 | 220.1 | 385.7 | 452 | 2024-04-24 17:00 | 0.39456 | 0.5994 | 0.5994 | 0.77528 | 0.88075
4 | 24 | 18 | 177.9 | 234.7 | 234.7 | 402.2 | 461 | 2024-04-24 18:00 | 0.53216 | 0.63916 | 0.63916 | 0.80844 | 0.89829
4 | 24 | 19 | 255.6 | 261.9 | 261.9 | 426.7 | 464 | 2024-04-24 19:00 | 0.76458 | 0.71324 | 0.71324 | 0.85769 | 0.90413
4 | 24 | 20 | 262.4 | 264.6 | 264.6 | 425.5 | 464 | 2024-04-24 20:00 | 0.78492 | 0.72059 | 0.72059 | 0.85528 | 0.90413
4 | 24 | 21 | 257.7 | 256.9 | 256.9 | 441.6 | 469 | 2024-04-24 21:00 | 0.77086 | 0.69962 | 0.69962 | 0.88764 | 0.91387
4 | 24 | 22 | 260.8 | 248.1 | 248.1 | 440.5 | 440 | 2024-04-24 22:00 | 0.78014 | 0.67565 | 0.67565 | 0.88543 | 0.85737
4 | 24 | 23 | 245.8 | 241 | 241 | 407.4 | 423 | 2024-04-24 23:00 | 0.73527 | 0.65632 | 0.65632 | 0.81889 | 0.82424
4 | 25 | 0 | 212.8 | 233.8 | 233.8 | 375.8 | 396.8 | 2024-04-25 | 0.63655 | 0.63671 | 0.63671 | 0.75538 | 0.77319
4 | 25 | 1 | 214 | 235.5 | 235.5 | 363.8 | 383.8 | 2024-04-25 01:00 | 0.64014 | 0.64134 | 0.64134 | 0.73126 | 0.74786
4 | 25 | 2 | 212.6 | 230.2 | 230.2 | 324.9 | 374.8 | 2024-04-25 02:00 | 0.63596 | 0.62691 | 0.62691 | 0.65307 | 0.73032
4 | 25 | 3 | 212.9 | 231.4 | 231.4 | 340 | 398.8 | 2024-04-25 03:00 | 0.63685 | 0.63017 | 0.63017 | 0.68342 | 0.77708
4 | 25 | 4 | 214.9 | 231.4 | 231.4 | 360.5 | 390.8 | 2024-04-25 04:00 | 0.64284 | 0.63017 | 0.63017 | 0.72462 | 0.7615
4 | 25 | 5 | 216 | 231.7 | 231.7 | 343.2 | 377.3 | 2024-04-25 05:00 | 0.64613 | 0.63099 | 0.63099 | 0.68985 | 0.73519
4 | 25 | 6 | 227.2 | 239.7 | 239.7 | 337.3 | 392.3 | 2024-04-25 06:00 | 0.67963 | 0.65278 | 0.65278 | 0.67799 | 0.76442
4 | 25 | 7 | 192.8 | 163.6 | 163.6 | 322.3 | 295.4 | 2024-04-25 07:00 | 0.57673 | 0.44553 | 0.44553 | 0.64784 | 0.5756
4 | 25 | 8 | 140.9 | 141.4 | 141.4 | 318.3 | 300.5 | 2024-04-25 08:00 | 0.42148 | 0.38508 | 0.38508 | 0.6398 | 0.58554
4 | 25 | 9 | 142.5 | 138.2 | 138.2 | 301.3 | 355 | 2024-04-25 09:00 | 0.42626 | 0.37636 | 0.37636 | 0.60563 | 0.69174
4 | 25 | 10 | 142.2 | 140.6 | 140.6 | 284.3 | 346 | 2024-04-25 10:00 | 0.42537 | 0.3829 | 0.3829 | 0.57146 | 0.6742
4 | 25 | 11 | 144 | 141.2 | 141.2 | 308.3 | 350.5 | 2024-04-25 11:00 | 0.43075 | 0.38453 | 0.38453 | 0.6197 | 0.68297
4 | 25 | 12 | 144.5 | 134.2 | 134.2 | 317.3 | 382.5 | 2024-04-25 12:00 | 0.43225 | 0.36547 | 0.36547 | 0.63779 | 0.74532
4 | 25 | 13 | 142.7 | 139.5 | 139.5 | 332.3 | 384.5 | 2024-04-25 13:00 | 0.42686 | 0.3799 | 0.3799 | 0.66794 | 0.74922
4 | 25 | 14 | 143.8 | 137.3 | 137.3 | 343 | 399.5 | 2024-04-25 14:00 | 0.43015 | 0.37391 | 0.37391 | 0.68945 | 0.77845
4 | 25 | 15 | 143.2 | 187.4 | 187.4 | 363.6 | 411.5 | 2024-04-25 15:00 | 0.42836 | 0.51035 | 0.51035 | 0.73085 | 0.80183
4 | 25 | 16 | 182.1 | 198.7 | 198.7 | 376.7 | 461.4 | 2024-04-25 16:00 | 0.54472 | 0.54112 | 0.54112 | 0.75719 | 0.89906
4 | 25 | 17 | 190.6 | 211.9 | 211.9 | 369.3 | 472.6 | 2024-04-25 17:00 | 0.57015 | 0.57707 | 0.57707 | 0.74231 | 0.92089
4 | 25 | 18 | 214.5 | 234.4 | 234.4 | 405.1 | 481.4 | 2024-04-25 18:00 | 0.64164 | 0.63834 | 0.63834 | 0.81427 | 0.93804
4 | 25 | 19 | 240.5 | 269.6 | 269.6 | 413.7 | 490.4 | 2024-04-25 19:00 | 0.71941 | 0.7342 | 0.7342 | 0.83156 | 0.95557
4 | 25 | 20 | 246.1 | 268.7 | 268.7 | 412.7 | 483.4 | 2024-04-25 20:00 | 0.73617 | 0.73175 | 0.73175 | 0.82955 | 0.94193
4 | 25 | 21 | 248.4 | 251.8 | 251.8 | 409.6 | 499.4 | 2024-04-25 21:00 | 0.74305 | 0.68573 | 0.68573 | 0.82332 | 0.97311
4 | 25 | 22 | 247 | 251.7 | 251.7 | 409.7 | 481.4 | 2024-04-25 22:00 | 0.73886 | 0.68546 | 0.68546 | 0.82352 | 0.93804
4 | 25 | 23 | 245.4 | 242.5 | 242.5 | 399.8 | 460.4 | 2024-04-25 23:00 | 0.73407 | 0.6604 | 0.6604 | 0.80362 | 0.89712
4 | 26 | 0 | 223.5 | 244.5 | 244.5 | 364 | 427.8 | 2024-04-26 | 0.66856 | 0.66585 | 0.66585 | 0.73166 | 0.83359
4 | 26 | 1 | 218.3 | 238.4 | 238.4 | 348.1 | 408.8 | 2024-04-26 01:00 | 0.65301 | 0.64924 | 0.64924 | 0.6997 | 0.79657
4 | 26 | 2 | 210.9 | 231.3 | 231.3 | 330.9 | 402.8 | 2024-04-26 02:00 | 0.63087 | 0.6299 | 0.6299 | 0.66513 | 0.78488
4 | 26 | 3 | 205.3 | 228.1 | 228.1 | 344.1 | 426.8 | 2024-04-26 03:00 | 0.61412 | 0.62119 | 0.62119 | 0.69166 | 0.83164
4 | 26 | 4 | 207.9 | 229.1 | 229.1 | 344.1 | 398.8 | 2024-04-26 04:00 | 0.6219 | 0.62391 | 0.62391 | 0.69166 | 0.77708
4 | 26 | 5 | 207.2 | 235.3 | 235.3 | 343.9 | 400.8 | 2024-04-26 05:00 | 0.6198 | 0.6408 | 0.6408 | 0.69126 | 0.78098
4 | 26 | 6 | 201.5 | 192.3 | 192.3 | 341.8 | 394.3 | 2024-04-26 06:00 | 0.60275 | 0.52369 | 0.52369 | 0.68704 | 0.76832
4 | 26 | 7 | 147.8 | 154.6 | 154.6 | 338.5 | 376.5 | 2024-04-26 07:00 | 0.44212 | 0.42102 | 0.42102 | 0.6804 | 0.73363
4 | 26 | 8 | 140.2 | 148.8 | 148.8 | 316.6 | 377 | 2024-04-26 08:00 | 0.41938 | 0.40523 | 0.40523 | 0.63638 | 0.73461
4 | 26 | 9 | 135.4 | 138.4 | 138.4 | 313.6 | 377 | 2024-04-26 09:00 | 0.40503 | 0.37691 | 0.37691 | 0.63035 | 0.73461
4 | 26 | 10 | 138.5 | 144.5 | 144.5 | 329.1 | 371.7 | 2024-04-26 10:00 | 0.4143 | 0.39352 | 0.39352 | 0.66151 | 0.72428
4 | 26 | 11 | 137.2 | 144.2 | 144.2 | 331.2 | 388.7 | 2024-04-26 11:00 | 0.41041 | 0.3927 | 0.3927 | 0.66573 | 0.7574
4 | 26 | 12 | 140 | 149.8 | 149.8 | 331.1 | 382.7 | 2024-04-26 12:00 | 0.41879 | 0.40795 | 0.40795 | 0.66553 | 0.74571
4 | 26 | 13 | 135.6 | 186 | 186 | 332.2 | 436.7 | 2024-04-26 13:00 | 0.40562 | 0.50654 | 0.50654 | 0.66774 | 0.85094
4 | 26 | 14 | 136.5 | 182.8 | 182.8 | 332.2 | 421.7 | 2024-04-26 14:00 | 0.40832 | 0.49782 | 0.49782 | 0.66774 | 0.82171
4 | 26 | 15 | 113.5 | 184.9 | 184.9 | 365.1 | 445.7 | 2024-04-26 15:00 | 0.33952 | 0.50354 | 0.50354 | 0.73387 | 0.86847
4 | 26 | 16 | 108.6 | 202.9 | 202.9 | 327.1 | 426.2 | 2024-04-26 16:00 | 0.32486 | 0.55256 | 0.55256 | 0.65749 | 0.83048
4 | 26 | 17 | 172 | 206.8 | 206.8 | 351.9 | 453.7 | 2024-04-26 17:00 | 0.51451 | 0.56318 | 0.56318 | 0.70734 | 0.88406
4 | 26 | 18 | 248.4 | 217.7 | 217.7 | 375.7 | 447.7 | 2024-04-26 18:00 | 0.74305 | 0.59286 | 0.59286 | 0.75518 | 0.87237
4 | 26 | 19 | 245.2 | 253.4 | 253.4 | 392.9 | 489.2 | 2024-04-26 19:00 | 0.73347 | 0.69009 | 0.69009 | 0.78975 | 0.95323
4 | 26 | 20 | 249 | 255.7 | 255.7 | 402.6 | 454.2 | 2024-04-26 20:00 | 0.74484 | 0.69635 | 0.69635 | 0.80925 | 0.88504
4 | 26 | 21 | 267.1 | 252.7 | 252.7 | 412.1 | 494.2 | 2024-04-26 21:00 | 0.79898 | 0.68818 | 0.68818 | 0.82834 | 0.96298
4 | 26 | 22 | 266.5 | 250.4 | 250.4 | 401.5 | 478.2 | 2024-04-26 22:00 | 0.79719 | 0.68192 | 0.68192 | 0.80704 | 0.9318
4 | 26 | 23 | 250.3 | 246.1 | 246.1 | 382.4 | 456 | 2024-04-26 23:00 | 0.74873 | 0.67021 | 0.67021 | 0.76864 | 0.88854
4 | 27 | 0 | 224.1 | 232.4 | 232.4 | 372.2 | 424 | 2024-04-27 | 0.67036 | 0.6329 | 0.6329 | 0.74814 | 0.82619
4 | 27 | 1 | 220.3 | 236.2 | 236.2 | 358.2 | 414 | 2024-04-27 01:00 | 0.65899 | 0.64325 | 0.64325 | 0.72 | 0.8067
4 | 27 | 2 | 215.9 | 237.8 | 237.8 | 348.1 | 404 | 2024-04-27 02:00 | 0.64583 | 0.6476 | 0.6476 | 0.6997 | 0.78722
4 | 27 | 3 | 215.8 | 222.7 | 222.7 | 354 | 428 | 2024-04-27 03:00 | 0.64553 | 0.60648 | 0.60648 | 0.71156 | 0.83398
4 | 27 | 4 | 215.8 | 216.7 | 216.7 | 368.1 | 404 | 2024-04-27 04:00 | 0.64553 | 0.59014 | 0.59014 | 0.7399 | 0.78722
4 | 27 | 5 | 220.1 | 217.8 | 217.8 | 320.9 | 396 | 2024-04-27 05:00 | 0.65839 | 0.59314 | 0.59314 | 0.64503 | 0.77163
4 | 27 | 6 | 236.7 | 221.6 | 221.6 | 333.9 | 391 | 2024-04-27 06:00 | 0.70805 | 0.60349 | 0.60349 | 0.67116 | 0.76189
4 | 27 | 7 | 139.1 | 166.3 | 166.3 | 334.3 | 396 | 2024-04-27 07:00 | 0.41609 | 0.45289 | 0.45289 | 0.67196 | 0.77163
4 | 27 | 8 | 143 | 136.7 | 136.7 | 303.4 | 385 | 2024-04-27 08:00 | 0.42776 | 0.37228 | 0.37228 | 0.60985 | 0.75019
4 | 27 | 9 | 141.1 | 136 | 136 | 315.3 | 356 | 2024-04-27 09:00 | 0.42208 | 0.37037 | 0.37037 | 0.63377 | 0.69369
4 | 27 | 10 | 145.8 | 137.3 | 137.3 | 320.2 | 374 | 2024-04-27 10:00 | 0.43614 | 0.37391 | 0.37391 | 0.64362 | 0.72876
4 | 27 | 11 | 128.3 | 135.5 | 135.5 | 316.2 | 378 | 2024-04-27 11:00 | 0.38379 | 0.36901 | 0.36901 | 0.63558 | 0.73655
4 | 27 | 12 | 127 | 137.7 | 137.7 | 334.1 | 399 | 2024-04-27 12:00 | 0.3799 | 0.375 | 0.375 | 0.67156 | 0.77747
4 | 27 | 13 | 130.2 | 137.1 | 137.1 | 331.2 | 409 | 2024-04-27 13:00 | 0.38947 | 0.37337 | 0.37337 | 0.66573 | 0.79696
4 | 27 | 14 | 128.7 | 184.7 | 184.7 | 240.6 | 427 | 2024-04-27 14:00 | 0.38498 | 0.503 | 0.503 | 0.48362 | 0.83203
4 | 27 | 15 | 131.7 | 183 | 183 | 74.9 | 424 | 2024-04-27 15:00 | 0.39396 | 0.49837 | 0.49837 | 0.15055 | 0.82619
4 | 27 | 16 | 129.9 | 204.8 | 204.8 | 171 | 432 | 2024-04-27 16:00 | 0.38857 | 0.55773 | 0.55773 | 0.34372 | 0.84178
4 | 27 | 17 | 168 | 210.8 | 210.8 | 222.3 | 436 | 2024-04-27 17:00 | 0.50254 | 0.57407 | 0.57407 | 0.44683 | 0.84957
4 | 27 | 18 | 225.3 | 229.6 | 229.6 | 277.7 | 482.2 | 2024-04-27 18:00 | 0.67395 | 0.62527 | 0.62527 | 0.55819 | 0.93959
4 | 27 | 19 | 260.6 | 250.7 | 250.7 | 384.9 | 485.2 | 2024-04-27 19:00 | 0.77954 | 0.68273 | 0.68273 | 0.77367 | 0.94544
4 | 27 | 20 | 243.7 | 255.7 | 255.7 | 423.9 | 447.2 | 2024-04-27 20:00 | 0.72899 | 0.69635 | 0.69635 | 0.85206 | 0.8714
4 | 27 | 21 | 225.8 | 255.9 | 255.9 | 433.4 | 483.2 | 2024-04-27 21:00 | 0.67544 | 0.6969 | 0.6969 | 0.87116 | 0.94154
4 | 27 | 22 | 249.7 | 248.4 | 248.4 | 424.6 | 478.5 | 2024-04-27 22:00 | 0.74693 | 0.67647 | 0.67647 | 0.85347 | 0.93239
4 | 27 | 23 | 243.3 | 240.7 | 240.7 | 434 | 433 | 2024-04-27 23:00 | 0.72779 | 0.6555 | 0.6555 | 0.87236 | 0.84373
4 | 28 | 0 | 219.4 | 234.3 | 234.3 | 313.1 | 423 | 2024-04-28 | 0.6563 | 0.63807 | 0.63807 | 0.62935 | 0.82424
4 | 28 | 1 | 220.7 | 221.3 | 221.3 | 373 | 398 | 2024-04-28 01:00 | 0.66019 | 0.60267 | 0.60267 | 0.74975 | 0.77553
4 | 28 | 2 | 216.6 | 212.3 | 212.3 | 360.9 | 390 | 2024-04-28 02:00 | 0.64792 | 0.57816 | 0.57816 | 0.72543 | 0.75994
4 | 28 | 3 | 212.5 | 213.2 | 213.2 | 370.1 | 407 | 2024-04-28 03:00 | 0.63566 | 0.58061 | 0.58061 | 0.74392 | 0.79306
4 | 28 | 4 | 213.4 | 215.4 | 215.4 | 371.1 | 398 | 2024-04-28 04:00 | 0.63835 | 0.5866 | 0.5866 | 0.74593 | 0.77553
4 | 28 | 5 | 213.6 | 217.2 | 217.2 | 352.7 | 383 | 2024-04-28 05:00 | 0.63895 | 0.5915 | 0.5915 | 0.70894 | 0.7463
4 | 28 | 6 | 209.9 | 214.4 | 214.4 | 362.6 | 383 | 2024-04-28 06:00 | 0.62788 | 0.58388 | 0.58388 | 0.72884 | 0.7463
4 | 28 | 7 | 193.7 | 176.3 | 176.3 | 328 | 368 | 2024-04-28 07:00 | 0.57942 | 0.48012 | 0.48012 | 0.6593 | 0.71707
4 | 28 | 8 | 132 | 147.8 | 147.8 | 339.9 | 341 | 2024-04-28 08:00 | 0.39485 | 0.40251 | 0.40251 | 0.68322 | 0.66446
4 | 28 | 9 | 133.2 | 145.6 | 145.6 | 335.6 | 372 | 2024-04-28 09:00 | 0.39844 | 0.39651 | 0.39651 | 0.67457 | 0.72486
4 | 28 | 10 | 132.8 | 149.2 | 149.2 | 323.1 | 358 | 2024-04-28 10:00 | 0.39725 | 0.40632 | 0.40632 | 0.64945 | 0.69758
4 | 28 | 11 | 127.9 | 143.1 | 143.1 | 325.1 | 366 | 2024-04-28 11:00 | 0.38259 | 0.38971 | 0.38971 | 0.65347 | 0.71317
4 | 28 | 12 | 126 | 136.7 | 136.7 | 360.1 | 374 | 2024-04-28 12:00 | 0.37691 | 0.37228 | 0.37228 | 0.72382 | 0.72876
4 | 28 | 13 | 136.9 | 137.6 | 137.6 | 338.1 | 401 | 2024-04-28 13:00 | 0.40951 | 0.37473 | 0.37473 | 0.6796 | 0.78137
4 | 28 | 14 | 134.2 | 154.2 | 154.2 | 382.1 | 412 | 2024-04-28 14:00 | 0.40144 | 0.41993 | 0.41993 | 0.76804 | 0.80281
4 | 28 | 15 | 136.8 | 151.1 | 151.1 | 367.9 | 414 | 2024-04-28 15:00 | 0.40921 | 0.41149 | 0.41149 | 0.7395 | 0.8067
4 | 28 | 16 | 168 | 194.4 | 194.4 | 370.9 | 391 | 2024-04-28 16:00 | 0.50254 | 0.52941 | 0.52941 | 0.74553 | 0.76189
4 | 28 | 17 | 180.9 | 230 | 230 | 401.1 | 403 | 2024-04-28 17:00 | 0.54113 | 0.62636 | 0.62636 | 0.80623 | 0.78527
4 | 28 | 18 | 216.4 | 238.7 | 238.7 | 423.6 | 441.7 | 2024-04-28 18:00 | 0.64732 | 0.65005 | 0.65005 | 0.85146 | 0.86068
4 | 28 | 19 | 243 | 254.7 | 254.7 | 444.9 | 457.7 | 2024-04-28 19:00 | 0.72689 | 0.69363 | 0.69363 | 0.89427 | 0.89186
4 | 28 | 20 | 237.1 | 253.9 | 253.9 | 416.1 | 468.2 | 2024-04-28 20:00 | 0.70924 | 0.69145 | 0.69145 | 0.83638 | 0.91231
4 | 28 | 21 | 246.3 | 253.7 | 253.7 | 430.7 | 475.2 | 2024-04-28 21:00 | 0.73676 | 0.6909 | 0.6909 | 0.86573 | 0.92595
4 | 28 | 22 | 222.8 | 244.8 | 244.8 | 430.5 | 462.2 | 2024-04-28 22:00 | 0.66647 | 0.66667 | 0.66667 | 0.86533 | 0.90062
4 | 28 | 23 | 220.8 | 233.4 | 233.4 | 401.2 | 435.5 | 2024-04-28 23:00 | 0.66048 | 0.63562 | 0.63562 | 0.80643 | 0.8486
4 | 29 | 0 | 158.3 | 229.7 | 229.7 | 380.2 | 414 | 2024-04-29 | 0.47353 | 0.62554 | 0.62554 | 0.76422 | 0.8067
4 | 29 | 1 | 159.9 | 222.6 | 222.6 | 372.6 | 401 | 2024-04-29 01:00 | 0.47831 | 0.60621 | 0.60621 | 0.74894 | 0.78137
4 | 29 | 2 | 158.7 | 214.6 | 214.6 | 377 | 385 | 2024-04-29 02:00 | 0.47472 | 0.58442 | 0.58442 | 0.75779 | 0.75019
4 | 29 | 3 | 155.9 | 213.2 | 213.2 | 391.4 | 409 | 2024-04-29 03:00 | 0.46635 | 0.58061 | 0.58061 | 0.78673 | 0.79696
4 | 29 | 4 | 158.9 | 210.9 | 210.9 | 386.7 | 402 | 2024-04-29 04:00 | 0.47532 | 0.57435 | 0.57435 | 0.77729 | 0.78332
4 | 29 | 5 | 159.9 | 212 | 212 | 360.2 | 384 | 2024-04-29 05:00 | 0.47831 | 0.57734 | 0.57734 | 0.72402 | 0.74825
4 | 29 | 6 | 166.9 | 212 | 212 | 364.8 | 372 | 2024-04-29 06:00 | 0.49925 | 0.57734 | 0.57734 | 0.73327 | 0.72486
4 | 29 | 7 | 160.4 | 162.7 | 162.7 | 357.1 | 371 | 2024-04-29 07:00 | 0.47981 | 0.44308 | 0.44308 | 0.71779 | 0.72292
4 | 29 | 8 | 123.6 | 150.3 | 150.3 | 352 | 394 | 2024-04-29 08:00 | 0.36973 | 0.40931 | 0.40931 | 0.70754 | 0.76773
4 | 29 | 9 | 119.8 | 135.5 | 135.5 | 331.1 | 373 | 2024-04-29 09:00 | 0.35836 | 0.36901 | 0.36901 | 0.66553 | 0.72681
4 | 29 | 10 | 116.5 | 145.3 | 145.3 | 328.9 | 380 | 2024-04-29 10:00 | 0.34849 | 0.3957 | 0.3957 | 0.66111 | 0.74045
4 | 29 | 11 | 120.8 | 145.4 | 145.4 | 334.3 | 364 | 2024-04-29 11:00 | 0.36135 | 0.39597 | 0.39597 | 0.67196 | 0.70928
4 | 29 | 12 | 117.2 | 144.7 | 144.7 | 355.2 | 388 | 2024-04-29 12:00 | 0.35058 | 0.39406 | 0.39406 | 0.71397 | 0.75604
4 | 29 | 13 | 117.6 | 142.4 | 142.4 | 354 | 389 | 2024-04-29 13:00 | 0.35178 | 0.3878 | 0.3878 | 0.71156 | 0.75799
4 | 29 | 14 | 117.4 | 157.7 | 157.7 | 369.4 | 397 | 2024-04-29 14:00 | 0.35118 | 0.42947 | 0.42947 | 0.74251 | 0.77358
4 | 29 | 15 | 155.6 | 159.1 | 159.1 | 355.4 | 408 | 2024-04-29 15:00 | 0.46545 | 0.43328 | 0.43328 | 0.71437 | 0.79501
4 | 29 | 16 | 177.7 | 168.6 | 168.6 | 368.5 | 424 | 2024-04-29 16:00 | 0.53156 | 0.45915 | 0.45915 | 0.7407 | 0.82619
4 | 29 | 17 | 154.6 | 210.5 | 210.5 | 399.8 | 430 | 2024-04-29 17:00 | 0.46246 | 0.57326 | 0.57326 | 0.80362 | 0.83788
4 | 29 | 18 | 224.9 | 231.6 | 231.6 | 422.2 | 493.7 | 2024-04-29 18:00 | 0.67275 | 0.63072 | 0.63072 | 0.84864 | 0.962
4 | 29 | 19 | 247.2 | 271.5 | 271.5 | 436.1 | 464.7 | 2024-04-29 19:00 | 0.73946 | 0.73938 | 0.73938 | 0.87658 | 0.90549
4 | 29 | 20 | 240.3 | 270.3 | 270.3 | 449.1 | 366 | 2024-04-29 20:00 | 0.71882 | 0.73611 | 0.73611 | 0.90271 | 0.71317
4 | 29 | 21 | 240.1 | 269.2 | 269.2 | 442.2 | 382.7 | 2024-04-29 21:00 | 0.71822 | 0.73312 | 0.73312 | 0.88884 | 0.74571
4 | 29 | 22 | 238 | 260.9 | 260.9 | 448.6 | 424.7 | 2024-04-29 22:00 | 0.71194 | 0.71051 | 0.71051 | 0.90171 | 0.82755
4 | 29 | 23 | 215.7 | 254.7 | 254.7 | 428.8 | 419.7 | 2024-04-29 23:00 | 0.64523 | 0.69363 | 0.69363 | 0.86191 | 0.81781
4 | 30 | 0 | 219.9 | 256.4 | 256.4 | 386 | 318 | 2024-04-30 | 0.65779 | 0.69826 | 0.69826 | 0.77588 | 0.61964
4 | 30 | 1 | 202.8 | 253.3 | 253.3 | 382.8 | 325 | 2024-04-30 01:00 | 0.60664 | 0.68981 | 0.68981 | 0.76945 | 0.63328
4 | 30 | 2 | 186.5 | 244.8 | 244.8 | 373.8 | 220 | 2024-04-30 02:00 | 0.55788 | 0.66667 | 0.66667 | 0.75136 | 0.42868
4 | 30 | 3 | 187.7 | 239.4 | 239.4 | 395.1 | 164 | 2024-04-30 03:00 | 0.56147 | 0.65196 | 0.65196 | 0.79417 | 0.31956
4 | 30 | 4 | 186.1 | 232.3 | 232.3 | 399.1 | 260 | 2024-04-30 04:00 | 0.55669 | 0.63263 | 0.63263 | 0.80221 | 0.50663
4 | 30 | 5 | 188 | 241.4 | 241.4 | 363.5 | 298 | 2024-04-30 05:00 | 0.56237 | 0.65741 | 0.65741 | 0.73065 | 0.58067
4 | 30 | 6 | 189.5 | 238 | 238 | 337.7 | 296 | 2024-04-30 06:00 | 0.56686 | 0.64815 | 0.64815 | 0.67879 | 0.57677
4 | 30 | 7 | 183.8 | 159.8 | 159.8 | 336.6 | 302.5 | 2024-04-30 07:00 | 0.54981 | 0.43519 | 0.43519 | 0.67658 | 0.58944
4 | 30 | 8 | 124.9 | 158.2 | 158.2 | 337.7 | 303.5 | 2024-04-30 08:00 | 0.37362 | 0.43083 | 0.43083 | 0.67879 | 0.59139
4 | 30 | 9 | 124 | 157.9 | 157.9 | 338.7 | 302 | 2024-04-30 09:00 | 0.37092 | 0.43001 | 0.43001 | 0.6808 | 0.58846
4 | 30 | 10 | 126.7 | 147.6 | 147.6 | 317.7 | 314 | 2024-04-30 10:00 | 0.379 | 0.40196 | 0.40196 | 0.63859 | 0.61185
4 | 30 | 11 | 124.7 | 154.1 | 154.1 | 330.7 | 307 | 2024-04-30 11:00 | 0.37302 | 0.41966 | 0.41966 | 0.66472 | 0.59821
4 | 30 | 12 | 119 | 149.3 | 149.3 | 338.7 | 328 | 2024-04-30 12:00 | 0.35597 | 0.40659 | 0.40659 | 0.6808 | 0.63913
4 | 30 | 13 | 125.6 | 144.4 | 144.4 | 338.7 | 323 | 2024-04-30 13:00 | 0.37571 | 0.39325 | 0.39325 | 0.6808 | 0.62938
4 | 30 | 14 | 132.8 | 145 | 145 | 380.7 | 348 | 2024-04-30 14:00 | 0.39725 | 0.39488 | 0.39488 | 0.76523 | 0.6781
4 | 30 | 15 | 132.6 | 145.2 | 145.2 | 380.3 | 383 | 2024-04-30 15:00 | 0.39665 | 0.39542 | 0.39542 | 0.76442 | 0.7463
4 | 30 | 16 | 123.5 | 161.3 | 161.3 | 371.5 | 407 | 2024-04-30 16:00 | 0.36943 | 0.43927 | 0.43927 | 0.74673 | 0.79306
4 | 30 | 17 | 157.2 | 229.7 | 229.7 | 382.5 | 418 | 2024-04-30 17:00 | 0.47024 | 0.62554 | 0.62554 | 0.76884 | 0.8145
4 | 30 | 18 | 119.4 | 242.4 | 242.4 | 393.5 | 434.7 | 2024-04-30 18:00 | 0.35716 | 0.66013 | 0.66013 | 0.79095 | 0.84704
4 | 30 | 19 | 224.4 | 267.9 | 267.9 | 416.5 | 452.7 | 2024-04-30 19:00 | 0.67125 | 0.72958 | 0.72958 | 0.83719 | 0.88211
4 | 30 | 20 | 224.8 | 268.8 | 268.8 | 430.3 | 456.7 | 2024-04-30 20:00 | 0.67245 | 0.73203 | 0.73203 | 0.86492 | 0.88991
4 | 30 | 21 | 223 | 263.9 | 263.9 | 440.4 | 461.7 | 2024-04-30 21:00 | 0.66707 | 0.71868 | 0.71868 | 0.88523 | 0.89965
4 | 30 | 22 | 237.6 | 258 | 258 | 417.5 | 451.7 | 2024-04-30 22:00 | 0.71074 | 0.70261 | 0.70261 | 0.8392 | 0.88016
4 | 30 | 23 | 211.4 | 258.2 | 258.2 | 384.3 | 435.7 | 2024-04-30 23:00 | 0.63237 | 0.70316 | 0.70316 | 0.77246 | 0.84899
5 | 1 | 0 | 205.9 | 240.3 | 240.3 | 399 | 406 | 2024-05-01 | 0.61591 | 0.65441 | 0.65441 | 0.80201 | 0.79111
5 | 1 | 1 | 205.3 | 234.5 | 234.5 | 361.6 | 387 | 2024-05-01 01:00 | 0.61412 | 0.63862 | 0.63862 | 0.72683 | 0.75409
5 | 1 | 2 | 213.1 | 231.8 | 231.8 | 343.7 | 372 | 2024-05-01 02:00 | 0.63745 | 0.63126 | 0.63126 | 0.69085 | 0.72486
5 | 1 | 3 | 209.7 | 242.5 | 242.5 | 360.2 | 385 | 2024-05-01 03:00 | 0.62728 | 0.6604 | 0.6604 | 0.72402 | 0.75019
5 | 1 | 4 | 208.4 | 231.3 | 231.3 | 390.3 | 376 | 2024-05-01 04:00 | 0.62339 | 0.6299 | 0.6299 | 0.78452 | 0.73266
5 | 1 | 5 | 209 | 238.3 | 238.3 | 338.2 | 374 | 2024-05-01 05:00 | 0.62519 | 0.64897 | 0.64897 | 0.6798 | 0.72876
5 | 1 | 6 | 228.9 | 255.2 | 255.2 | 342.2 | 332 | 2024-05-01 06:00 | 0.68471 | 0.69499 | 0.69499 | 0.68784 | 0.64692
5 | 1 | 7 | 183.1 | 239.1 | 239.1 | 304.5 | 326 | 2024-05-01 07:00 | 0.54771 | 0.65114 | 0.65114 | 0.61206 | 0.63523
5 | 1 | 8 | 132.3 | 226 | 226 | 316.1 | 333 | 2024-05-01 08:00 | 0.39575 | 0.61547 | 0.61547 | 0.63538 | 0.64887
5 | 1 | 9 | 125.3 | 215.9 | 215.9 | 302.1 | 322 | 2024-05-01 09:00 | 0.37481 | 0.58796 | 0.58796 | 0.60724 | 0.62744
5 | 1 | 10 | 128.2 | 159.1 | 159.1 | 306.1 | 322 | 2024-05-01 10:00 | 0.38349 | 0.43328 | 0.43328 | 0.61528 | 0.62744
5 | 1 | 11 | 124.9 | 165.1 | 165.1 | 313.1 | 329 | 2024-05-01 11:00 | 0.37362 | 0.44962 | 0.44962 | 0.62935 | 0.64108
5 | 1 | 12 | 125.3 | 166.2 | 166.2 | 324.1 | 347 | 2024-05-01 12:00 | 0.37481 | 0.45261 | 0.45261 | 0.65146 | 0.67615
5 | 1 | 13 | 130.8 | 165 | 165 | 345.1 | 348 | 2024-05-01 13:00 | 0.39127 | 0.44935 | 0.44935 | 0.69367 | 0.6781
5 | 1 | 14 | 130.8 | 163.6 | 163.6 | 350.1 | 295 | 2024-05-01 14:00 | 0.39127 | 0.44553 | 0.44553 | 0.70372 | 0.57482
5 | 1 | 15 | 130.8 | 163.5 | 163.5 | 374.7 | 363 | 2024-05-01 15:00 | 0.39127 | 0.44526 | 0.44526 | 0.75317 | 0.70733
5 | 1 | 16 | 132 | 163.5 | 163.5 | 388.3 | 364 | 2024-05-01 16:00 | 0.39485 | 0.44526 | 0.44526 | 0.7805 | 0.70928
5 | 1 | 17 | 177.7 | 188.4 | 188.4 | 370.8 | 425 | 2024-05-01 17:00 | 0.53156 | 0.51307 | 0.51307 | 0.74533 | 0.82814
5 | 1 | 18 | 229.9 | 247.7 | 247.7 | 415.8 | 447.5 | 2024-05-01 18:00 | 0.68771 | 0.67456 | 0.67456 | 0.83578 | 0.87198
5 | 1 | 19 | 256.5 | 265.6 | 265.6 | 427.3 | 471 | 2024-05-01 19:00 | 0.76727 | 0.72331 | 0.72331 | 0.85889 | 0.91777
5 | 1 | 20 | 250.4 | 263.4 | 263.4 | 374.4 | 473.5 | 2024-05-01 20:00 | 0.74903 | 0.71732 | 0.71732 | 0.75256 | 0.92264
5 | 1 | 21 | 252.1 | 266.6 | 266.6 | 399.2 | 335 | 2024-05-01 21:00 | 0.75411 | 0.72603 | 0.72603 | 0.80241 | 0.65277
5 | 1 | 22 | 244.8 | 250.4 | 250.4 | 410.1 | 417.5 | 2024-05-01 22:00 | 0.73228 | 0.68192 | 0.68192 | 0.82432 | 0.81352
5 | 1 | 23 | 233 | 253 | 253 | 389.4 | 196.5 | 2024-05-01 23:00 | 0.69698 | 0.689 | 0.689 | 0.78271 | 0.38289
5 | 2 | 0 | 217.6 | 256.3 | 256.3 | 382.2 | 322.2 | 2024-05-02 | 0.65091 | 0.69798 | 0.69798 | 0.76824 | 0.62783
5 | 2 | 1 | 200.6 | 248.9 | 248.9 | 371.4 | 313.2 | 2024-05-02 01:00 | 0.60006 | 0.67783 | 0.67783 | 0.74653 | 0.61029
5 | 2 | 2 | 196.6 | 252.5 | 252.5 | 363.3 | 221.2 | 2024-05-02 02:00 | 0.58809 | 0.68764 | 0.68764 | 0.73025 | 0.43102
5 | 2 | 3 | 192.6 | 248.3 | 248.3 | 370.2 | 285.2 | 2024-05-02 03:00 | 0.57613 | 0.6762 | 0.6762 | 0.74412 | 0.55573
5 | 2 | 4 | 197.9 | 246 | 246 | 371.2 | 369.2 | 2024-05-02 04:00 | 0.59198 | 0.66993 | 0.66993 | 0.74613 | 0.71941
5 | 2 | 5 | 192 | 261.6 | 261.6 | 359.9 | 389.2 | 2024-05-02 05:00 | 0.57433 | 0.71242 | 0.71242 | 0.72342 | 0.75838
5 | 2 | 6 | 218.5 | 197.9 | 197.9 | 343.4 | 296.2 | 2024-05-02 06:00 | 0.6536 | 0.53894 | 0.53894 | 0.69025 | 0.57716
5 | 2 | 7 | 211.7 | 178.4 | 178.4 | 338.9 | 288.2 | 2024-05-02 07:00 | 0.63326 | 0.48584 | 0.48584 | 0.68121 | 0.56157
5 | 2 | 8 | 132 | 147.1 | 147.1 | 322.6 | 149.2 | 2024-05-02 08:00 | 0.39485 | 0.4006 | 0.4006 | 0.64844 | 0.29072
5 | 2 | 9 | 123.2 | 143.8 | 143.8 | 315.7 | 256 | 2024-05-02 09:00 | 0.36853 | 0.39161 | 0.39161 | 0.63457 | 0.49883
5 | 2 | 10 | 122.9 | 143.8 | 143.8 | 307.6 | 254 | 2024-05-02 10:00 | 0.36763 | 0.39161 | 0.39161 | 0.61829 | 0.49493
5 | 2 | 11 | 130.8 | 133.2 | 133.2 | 291.7 | 274 | 2024-05-02 11:00 | 0.39127 | 0.36275 | 0.36275 | 0.58633 | 0.5339
5 | 2 | 12 | 128.6 | 122.9 | 122.9 | 289.6 | 309 | 2024-05-02 12:00 | 0.38468 | 0.33469 | 0.33469 | 0.58211 | 0.6021
5 | 2 | 13 | 139.2 | 132.4 | 132.4 | 333.7 | 308 | 2024-05-02 13:00 | 0.41639 | 0.36057 | 0.36057 | 0.67075 | 0.60016
5 | 2 | 14 | 182.1 | 175.5 | 175.5 | 349.8 | 341 | 2024-05-02 14:00 | 0.54472 | 0.47794 | 0.47794 | 0.70312 | 0.66446
5 | 2 | 15 | 178.6 | 182.4 | 182.4 | 376 | 351 | 2024-05-02 15:00 | 0.53425 | 0.49673 | 0.49673 | 0.75578 | 0.68394
5 | 2 | 16 | 178 | 200.2 | 200.2 | 380.6 | 329 | 2024-05-02 16:00 | 0.53246 | 0.54521 | 0.54521 | 0.76503 | 0.64108
5 | 2 | 17 | 187.3 | 217.7 | 217.7 | 389.5 | 351.1 | 2024-05-02 17:00 | 0.56028 | 0.59286 | 0.59286 | 0.78291 | 0.68414
5 | 2 | 18 | 243.8 | 224 | 224 | 417.3 | 343.1 | 2024-05-02 18:00 | 0.72929 | 0.61002 | 0.61002 | 0.83879 | 0.66855
5 | 2 | 19 | 257.5 | 253.4 | 253.4 | 408.8 | 419.1 | 2024-05-02 19:00 | 0.77027 | 0.69009 | 0.69009 | 0.82171 | 0.81664
5 | 2 | 20 | 264.7 | 261.8 | 261.8 | 429.5 | 443.1 | 2024-05-02 20:00 | 0.7918 | 0.71296 | 0.71296 | 0.86332 | 0.86341
5 | 2 | 21 | 263.1 | 257.3 | 257.3 | 429.2 | 434.1 | 2024-05-02 21:00 | 0.78702 | 0.70071 | 0.70071 | 0.86271 | 0.84587
5 | 2 | 22 | 259.3 | 254.1 | 254.1 | 430.6 | 418.1 | 2024-05-02 22:00 | 0.77565 | 0.69199 | 0.69199 | 0.86553 | 0.81469
5 | 2 | 23 | 234.4 | 250.8 | 250.8 | 413.9 | 385.1 | 2024-05-02 23:00 | 0.70117 | 0.68301 | 0.68301 | 0.83196 | 0.75039
5 | 3 | 0 | 203.8 | 242.5 | 242.5 | 373.5 | 339 | 2024-05-03 | 0.60963 | 0.6604 | 0.6604 | 0.75075 | 0.66056
5 | 3 | 1 | 208.5 | 242.6 | 242.6 | 358.5 | 345 | 2024-05-03 01:00 | 0.62369 | 0.66068 | 0.66068 | 0.7206 | 0.67225
5 | 3 | 2 | 204.3 | 242.9 | 242.9 | 351.5 | 336 | 2024-05-03 02:00 | 0.61113 | 0.66149 | 0.66149 | 0.70653 | 0.65472
5 | 3 | 3 | 197.6 | 240.7 | 240.7 | 356.4 | 330 | 2024-05-03 03:00 | 0.59109 | 0.6555 | 0.6555 | 0.71638 | 0.64302
5 | 3 | 4 | 198.9 | 236.5 | 236.5 | 354.3 | 324 | 2024-05-03 04:00 | 0.59497 | 0.64406 | 0.64406 | 0.71216 | 0.63133
5 | 3 | 5 | 199.7 | 240.2 | 240.2 | 343.7 | 328 | 2024-05-03 05:00 | 0.59737 | 0.65414 | 0.65414 | 0.69085 | 0.63913
5 | 3 | 6 | 143.5 | 238.8 | 238.8 | 346.5 | 347 | 2024-05-03 06:00 | 0.42926 | 0.65033 | 0.65033 | 0.69648 | 0.67615
5 | 3 | 7 | 141.3 | 139.5 | 139.5 | 332.6 | 352.7 | 2024-05-03 07:00 | 0.42267 | 0.3799 | 0.3799 | 0.66854 | 0.68726
5 | 3 | 8 | 139.6 | 133.4 | 133.4 | 324.5 | 387.7 | 2024-05-03 08:00 | 0.41759 | 0.36329 | 0.36329 | 0.65226 | 0.75546
5 | 3 | 9 | 137.9 | 131.1 | 131.1 | 332.6 | 381.7 | 2024-05-03 09:00 | 0.4125 | 0.35703 | 0.35703 | 0.66854 | 0.74376
5 | 3 | 10 | 126.4 | 124.6 | 124.6 | 342.5 | 375 | 2024-05-03 10:00 | 0.3781 | 0.33932 | 0.33932 | 0.68844 | 0.73071
5 | 3 | 11 | 130 | 125.3 | 125.3 | 313.6 | 372 | 2024-05-03 11:00 | 0.38887 | 0.34123 | 0.34123 | 0.63035 | 0.72486
5 | 3 | 12 | 128.2 | 120.3 | 120.3 | 329.5 | 372 | 2024-05-03 12:00 | 0.38349 | 0.32761 | 0.32761 | 0.66231 | 0.72486
5 | 3 | 13 | 130.2 | 170.1 | 170.1 | 336.3 | 369 | 2024-05-03 13:00 | 0.38947 | 0.46324 | 0.46324 | 0.67598 | 0.71902
5 | 3 | 14 | 137.4 | 163.5 | 163.5 | 348.5 | 377 | 2024-05-03 14:00 | 0.41101 | 0.44526 | 0.44526 | 0.7005 | 0.73461
5 | 3 | 15 | 169.6 | 161.5 | 161.5 | 325.9 | 388 | 2024-05-03 15:00 | 0.50733 | 0.43981 | 0.43981 | 0.65508 | 0.75604
5 | 3 | 16 | 183.6 | 180.7 | 180.7 | 341.6 | 268.7 | 2024-05-03 16:00 | 0.54921 | 0.4921 | 0.4921 | 0.68663 | 0.52358
5 | 3 | 17 | 165.1 | 202.7 | 202.7 | 362.4 | 389.9 | 2024-05-03 17:00 | 0.49387 | 0.55202 | 0.55202 | 0.72844 | 0.75974
5 | 3 | 18 | 208.3 | 219.9 | 219.9 | 418.5 | 376.9 | 2024-05-03 18:00 | 0.62309 | 0.59886 | 0.59886 | 0.84121 | 0.73441
5 | 3 | 19 | 266.7 | 252.5 | 252.5 | 427.6 | 459.9 | 2024-05-03 19:00 | 0.79779 | 0.68764 | 0.68764 | 0.8595 | 0.89614
5 | 3 | 20 | 269.7 | 253 | 253 | 430.4 | 470.9 | 2024-05-03 20:00 | 0.80676 | 0.689 | 0.689 | 0.86513 | 0.91758
5 | 3 | 21 | 279.1 | 251.8 | 251.8 | 447.6 | 454.9 | 2024-05-03 21:00 | 0.83488 | 0.68573 | 0.68573 | 0.8997 | 0.8864
5 | 3 | 22 | 262 | 257.1 | 257.1 | 435.6 | 449.2 | 2024-05-03 22:00 | 0.78373 | 0.70016 | 0.70016 | 0.87558 | 0.87529
5 | 3 | 23 | 268.2 | 255 | 255 | 418.4 | 408.2 | 2024-05-03 23:00 | 0.80227 | 0.69444 | 0.69444 | 0.84101 | 0.7954
5 | 4 | 0 | 257 | 252.7 | 252.7 | 387.6 | 394.7 | 2024-05-04 | 0.76877 | 0.68818 | 0.68818 | 0.7791 | 0.7691
5 | 4 | 1 | 221.6 | 250.7 | 250.7 | 379.7 | 393.7 | 2024-05-04 01:00 | 0.66288 | 0.68273 | 0.68273 | 0.76322 | 0.76715
5 | 4 | 2 | 222.7 | 246.8 | 246.8 | 359.7 | 386.7 | 2024-05-04 02:00 | 0.66617 | 0.67211 | 0.67211 | 0.72302 | 0.75351
5 | 4 | 3 | 220.9 | 242.9 | 242.9 | 379.6 | 389.4 | 2024-05-04 03:00 | 0.66078 | 0.66149 | 0.66149 | 0.76302 | 0.75877
5 | 4 | 4 | 218.6 | 241.7 | 241.7 | 383.7 | 374.7 | 2024-05-04 04:00 | 0.6539 | 0.65822 | 0.65822 | 0.77126 | 0.73012
5 | 4 | 5 | 219 | 242.8 | 242.8 | 368 | 370.7 | 2024-05-04 05:00 | 0.6551 | 0.66122 | 0.66122 | 0.7397 | 0.72233
5 | 4 | 6 | 217.6 | 214.2 | 214.2 | 364.2 | 386.7 | 2024-05-04 06:00 | 0.65091 | 0.58333 | 0.58333 | 0.73206 | 0.75351
5 | 4 | 7 | 139.9 | 147.6 | 147.6 | 357.6 | 368 | 2024-05-04 07:00 | 0.41849 | 0.40196 | 0.40196 | 0.71879 | 0.71707
5 | 4 | 8 | 124.2 | 123.1 | 123.1 | 306.8 | 369 | 2024-05-04 08:00 | 0.37152 | 0.33524 | 0.33524 | 0.61668 | 0.71902
5 | 4 | 9 | 105.7 | 117.1 | 117.1 | 321.7 | 383 | 2024-05-04 09:00 | 0.31618 | 0.3189 | 0.3189 | 0.64663 | 0.7463
5 | 4 | 10 | 111.8 | 70.6 | 70.6 | 316.4 | 365 | 2024-05-04 10:00 | 0.33443 | 0.19227 | 0.19227 | 0.63598 | 0.71122
5 | 4 | 11 | 112 | 99.4 | 99.4 | 327.5 | 392 | 2024-05-04 11:00 | 0.33503 | 0.2707 | 0.2707 | 0.65829 | 0.76383
5 | 4 | 12 | 113.7 | 86.2 | 86.2 | 342.5 | 394 | 2024-05-04 12:00 | 0.34011 | 0.23475 | 0.23475 | 0.68844 | 0.76773
5 | 4 | 13 | 112.2 | 113.5 | 113.5 | 346.4 | 395 | 2024-05-04 13:00 | 0.33563 | 0.3091 | 0.3091 | 0.69628 | 0.76968
5 | 4 | 14 | 115 | 116.3 | 116.3 | 339.4 | 413 | 2024-05-04 14:00 | 0.344 | 0.31672 | 0.31672 | 0.68221 | 0.80475
5 | 4 | 15 | 105.1 | 156.8 | 156.8 | 352.6 | 413 | 2024-05-04 15:00 | 0.31439 | 0.42702 | 0.42702 | 0.70874 | 0.80475
5 | 4 | 16 | 105.3 | 194 | 194 | 379.9 | 394 | 2024-05-04 16:00 | 0.31499 | 0.52832 | 0.52832 | 0.76362 | 0.76773
5 | 4 | 17 | 121.7 | 213.4 | 213.4 | 407.7 | 418.7 | 2024-05-04 17:00 | 0.36404 | 0.58115 | 0.58115 | 0.8195 | 0.81586
5 | 4 | 18 | 234.2 | 239.9 | 239.9 | 423.5 | 426.7 | 2024-05-04 18:00 | 0.70057 | 0.65332 | 0.65332 | 0.85126 | 0.83145
5 | 4 | 19 | 269.8 | 261.3 | 261.3 | 454.7 | 475.7 | 2024-05-04 19:00 | 0.80706 | 0.7116 | 0.7116 | 0.91397 | 0.92693
5 | 4 | 20 | 279.9 | 255.9 | 255.9 | 443.4 | 489.7 | 2024-05-04 20:00 | 0.83727 | 0.6969 | 0.6969 | 0.89126 | 0.95421
5 | 4 | 21 | 260.7 | 258.3 | 258.3 | 451.4 | 470.7 | 2024-05-04 21:00 | 0.77984 | 0.70343 | 0.70343 | 0.90734 | 0.91719
5 | 4 | 22 | 270.1 | 254.4 | 254.4 | 442.3 | 439.5 | 2024-05-04 22:00 | 0.80796 | 0.69281 | 0.69281 | 0.88905 | 0.85639
5 | 4 | 23 | 269.7 | 246.9 | 246.9 | 422.6 | 413.5 | 2024-05-04 23:00 | 0.80676 | 0.67239 | 0.67239 | 0.84945 | 0.80573
5 | 5 | 0 | 234.8 | 221.8 | 221.8 | 374.9 | 400 | 2024-05-05 | 0.70236 | 0.60403 | 0.60403 | 0.75357 | 0.77942
5 | 5 | 1 | 216 | 182.8 | 182.8 | 365.9 | 398 | 2024-05-05 01:00 | 0.64613 | 0.49782 | 0.49782 | 0.73548 | 0.77553
5 | 5 | 2 | 222.6 | 182.6 | 182.6 | 356.6 | 392 | 2024-05-05 02:00 | 0.66587 | 0.49728 | 0.49728 | 0.71678 | 0.76383
5 | 5 | 3 | 220.3 | 210.5 | 210.5 | 356.5 | 389 | 2024-05-05 03:00 | 0.65899 | 0.57326 | 0.57326 | 0.71658 | 0.75799
5 | 5 | 4 | 219.1 | 206.3 | 206.3 | 351.3 | 388 | 2024-05-05 04:00 | 0.6554 | 0.56182 | 0.56182 | 0.70613 | 0.75604
5 | 5 | 5 | 222.1 | 200.6 | 200.6 | 350.2 | 391 | 2024-05-05 05:00 | 0.66437 | 0.5463 | 0.5463 | 0.70392 | 0.76189
5 | 5 | 6 | 203.2 | 158.5 | 158.5 | 331.5 | 386 | 2024-05-05 06:00 | 0.60784 | 0.43164 | 0.43164 | 0.66633 | 0.75214
5 | 5 | 7 | 154.5 | 123.6 | 123.6 | 357.3 | 389 | 2024-05-05 07:00 | 0.46216 | 0.3366 | 0.3366 | 0.71819 | 0.75799
5 | 5 | 8 | 114.5 | 114.9 | 114.9 | 338.4 | 387 | 2024-05-05 08:00 | 0.34251 | 0.31291 | 0.31291 | 0.6802 | 0.75409
5 | 5 | 9 | 101.5 | 116 | 116 | 323.4 | 387 | 2024-05-05 09:00 | 0.30362 | 0.3159 | 0.3159 | 0.65005 | 0.75409
5 | 5 | 10 | 100.6 | 116.5 | 116.5 | 317.4 | 375 | 2024-05-05 10:00 | 0.30093 | 0.31727 | 0.31727 | 0.63799 | 0.73071
5 | 5 | 11 | 102 | 115.6 | 115.6 | 323.4 | 390 | 2024-05-05 11:00 | 0.30512 | 0.31481 | 0.31481 | 0.65005 | 0.75994
5 | 5 | 12 | 103.1 | 113 | 113 | 324.4 | 399 | 2024-05-05 12:00 | 0.30841 | 0.30773 | 0.30773 | 0.65206 | 0.77747
5 | 5 | 13 | 97.8 | 116.2 | 116.2 | 324.4 | 400 | 2024-05-05 13:00 | 0.29255 | 0.31645 | 0.31645 | 0.65206 | 0.77942
5 | 5 | 14 | 102.9 | 155.3 | 155.3 | 328.4 | 399 | 2024-05-05 14:00 | 0.30781 | 0.42293 | 0.42293 | 0.6601 | 0.77747
5 | 5 | 15 | 107 | 173.8 | 173.8 | 336.4 | 389 | 2024-05-05 15:00 | 0.32007 | 0.47331 | 0.47331 | 0.67618 | 0.75799
5 | 5 | 16 | 145.5 | 188.1 | 188.1 | 335 | 416 | 2024-05-05 16:00 | 0.43524 | 0.51225 | 0.51225 | 0.67337 | 0.8106
5 | 5 | 17 | 158.7 | 183.5 | 183.5 | 382.8 | 413 | 2024-05-05 17:00 | 0.47472 | 0.49973 | 0.49973 | 0.76945 | 0.80475
5 | 5 | 18 | 219.9 | 203.9 | 203.9 | 412.8 | 367 | 2024-05-05 18:00 | 0.65779 | 0.55528 | 0.55528 | 0.82975 | 0.71512
5 | 5 | 19 | 262.9 | 255.3 | 255.3 | 430 | 356 | 2024-05-05 19:00 | 0.78642 | 0.69526 | 0.69526 | 0.86432 | 0.69369
5 | 5 | 20 | 267.8 | 248.4 | 248.4 | 437.7 | 417.5 | 2024-05-05 20:00 | 0.80108 | 0.67647 | 0.67647 | 0.8798 | 0.81352
5 | 5 | 21 | 265.6 | 251.8 | 251.8 | 435.8 | 387.5 | 2024-05-05 21:00 | 0.7945 | 0.68573 | 0.68573 | 0.87598 | 0.75507
5 | 5 | 22 | 261.3 | 250 | 250 | 431 | 429.5 | 2024-05-05 22:00 | 0.78163 | 0.68083 | 0.68083 | 0.86633 | 0.83691
5 | 5 | 23 | 252.6 | 247.9 | 247.9 | 416.3 | 424 | 2024-05-05 23:00 | 0.75561 | 0.67511 | 0.67511 | 0.83678 | 0.82619
5 | 6 | 0 | 225.2 | 233.7 | 233.7 | 371.4 | 401.5 | 2024-05-06 | 0.67365 | 0.63644 | 0.63644 | 0.74653 | 0.78235
5 | 6 | 1 | 215.4 | 233.7 | 233.7 | 355.4 | 391.5 | 2024-05-06 01:00 | 0.64433 | 0.63644 | 0.63644 | 0.71437 | 0.76286
5 | 6 | 2 | 209.5 | 211.2 | 211.2 | 341.6 | 378.5 | 2024-05-06 02:00 | 0.62668 | 0.57516 | 0.57516 | 0.68663 | 0.73753
5 | 6 | 3 | 208.8 | 229.6 | 229.6 | 354.4 | 371.5 | 2024-05-06 03:00 | 0.62459 | 0.62527 | 0.62527 | 0.71236 | 0.72389
5 | 6 | 4 | 195.1 | 230.2 | 230.2 | 354.4 | 358.5 | 2024-05-06 04:00 | 0.58361 | 0.62691 | 0.62691 | 0.71236 | 0.69856
5 | 6 | 5 | 197.3 | 228.5 | 228.5 | 341.5 | 358.5 | 2024-05-06 05:00 | 0.59019 | 0.62228 | 0.62228 | 0.68643 | 0.69856
5 | 6 | 6 | 191 | 167.4 | 167.4 | 337.1 | 374.9 | 2024-05-06 06:00 | 0.57134 | 0.45588 | 0.45588 | 0.67759 | 0.73051
5 | 6 | 7 | 189.9 | 134.6 | 134.6 | 337.2 | 366.4 | 2024-05-06 07:00 | 0.56805 | 0.36656 | 0.36656 | 0.67779 | 0.71395
5 | 6 | 8 | 90.5 | 125.6 | 125.6 | 291 | 359.3 | 2024-05-06 08:00 | 0.27071 | 0.34205 | 0.34205 | 0.58492 | 0.70012
5 | 6 | 9 | 92.6 | 130.8 | 130.8 | 315 | 332 | 2024-05-06 09:00 | 0.277 | 0.35621 | 0.35621 | 0.63317 | 0.64692
5 | 6 | 10 | 91.8 | 118.5 | 118.5 | 311 | 323.9 | 2024-05-06 10:00 | 0.2746 | 0.32271 | 0.32271 | 0.62513 | 0.63114
5 | 6 | 11 | 93.3 | 120.6 | 120.6 | 313 | 326.4 | 2024-05-06 11:00 | 0.27909 | 0.32843 | 0.32843 | 0.62915 | 0.63601
5 | 6 | 12 | 90 | 120.6 | 120.6 | 314 | 317.3 | 2024-05-06 12:00 | 0.26922 | 0.32843 | 0.32843 | 0.63116 | 0.61828
5 | 6 | 13 | 90.5 | 120.6 | 120.6 | 319 | 327.3 | 2024-05-06 13:00 | 0.27071 | 0.32843 | 0.32843 | 0.64121 | 0.63776
5 | 6 | 14 | 93.1 | 118.6 | 118.6 | 339 | 322.4 | 2024-05-06 14:00 | 0.27849 | 0.32298 | 0.32298 | 0.68141 | 0.62822
5 | 6 | 15 | 93.9 | 159.4 | 159.4 | 338.9 | 335 | 2024-05-06 15:00 | 0.28089 | 0.4341 | 0.4341 | 0.68121 | 0.65277
5 | 6 | 16 | 131.5 | 189.4 | 189.4 | 341.6 | 324.7 | 2024-05-06 16:00 | 0.39336 | 0.5158 | 0.5158 | 0.68663 | 0.6327
5 | 6 | 17 | 143.8 | 186 | 186 | 376.7 | 371.9 | 2024-05-06 17:00 | 0.43015 | 0.50654 | 0.50654 | 0.75719 | 0.72467
5 | 6 | 18 | 244.7 | 221.4 | 221.4 | 395.1 | 395.9 | 2024-05-06 18:00 | 0.73198 | 0.60294 | 0.60294 | 0.79417 | 0.77143
5 | 6 | 19 | 250.6 | 239 | 239 | 425.5 | 409.9 | 2024-05-06 19:00 | 0.74963 | 0.65087 | 0.65087 | 0.85528 | 0.79871
5 | 6 | 20 | 256.7 | 245.5 | 245.5 | 431.8 | 428 | 2024-05-06 20:00 | 0.76787 | 0.66857 | 0.66857 | 0.86794 | 0.83398
5 | 6 | 21 | 252.1 | 241.6 | 241.6 | 430.4 | 438.7 | 2024-05-06 21:00 | 0.75411 | 0.65795 | 0.65795 | 0.86513 | 0.85483
5 | 6 | 22 | 248.2 | 231.8 | 231.8 | 426.8 | 447.4 | 2024-05-06 22:00 | 0.74245 | 0.63126 | 0.63126 | 0.85789 | 0.87178
5 | 6 | 23 | 248.9 | 219.7 | 219.7 | 405.4 | 412.3 | 2024-05-06 23:00 | 0.74454 | 0.59831 | 0.59831 | 0.81487 | 0.80339
5 | 7 | 0 | 247.5 | 229.6 | 229.6 | 367.9 | 407.6 | 2024-05-07 | 0.74035 | 0.62527 | 0.62527 | 0.7395 | 0.79423
5 | 7 | 1 | 234.2 | 224.1 | 224.1 | 361.1 | 398.5 | 2024-05-07 01:00 | 0.70057 | 0.61029 | 0.61029 | 0.72583 | 0.7765
5 | 7 | 2 | 226.8 | 217.3 | 217.3 | 356.9 | 392.7 | 2024-05-07 02:00 | 0.67843 | 0.59178 | 0.59178 | 0.71739 | 0.7652
5 | 7 | 3 | 226.3 | 221.3 | 221.3 | 361 | 375.4 | 2024-05-07 03:00 | 0.67694 | 0.60267 | 0.60267 | 0.72563 | 0.73149
5 | 7 | 4 | 225.1 | 221.2 | 221.2 | 366.3 | 259.8 | 2024-05-07 04:00 | 0.67335 | 0.6024 | 0.6024 | 0.73628 | 0.50624
5 | 7 | 5 | 225.6 | 185.4 | 185.4 | 352.5 | 369.5 | 2024-05-07 05:00 | 0.67484 | 0.5049 | 0.5049 | 0.70854 | 0.71999
5 | 7 | 6 | 222.8 | 181.5 | 181.5 | 373.4 | 370.8 | 2024-05-07 06:00 | 0.66647 | 0.49428 | 0.49428 | 0.75055 | 0.72253
5 | 7 | 7 | 203.5 | 127.5 | 127.5 | 340.4 | 340.2 | 2024-05-07 07:00 | 0.60873 | 0.34722 | 0.34722 | 0.68422 | 0.6629
5 | 7 | 8 | 106.2 | 128.8 | 128.8 | 336.3 | 347.3 | 2024-05-07 08:00 | 0.31768 | 0.35076 | 0.35076 | 0.67598 | 0.67673
5 | 7 | 9 | 92 | 121 | 121 | 330.9 | 326.2 | 2024-05-07 09:00 | 0.2752 | 0.32952 | 0.32952 | 0.66513 | 0.63562
5 | 7 | 10 | 86.2 | 123 | 123 | 334.8 | 332.9 | 2024-05-07 10:00 | 0.25785 | 0.33497 | 0.33497 | 0.67296 | 0.64867
5 | 7 | 11 | 87.3 | 123.4 | 123.4 | 335.5 | 333.2 | 2024-05-07 11:00 | 0.26114 | 0.33606 | 0.33606 | 0.67437 | 0.64926
5 | 7 | 12 | 88.4 | 95.3 | 95.3 | 343.5 | 333.4 | 2024-05-07 12:00 | 0.26443 | 0.25953 | 0.25953 | 0.69045 | 0.64965
5 | 7 | 13 | 89 | 88.3 | 88.3 | 344.5 | 338.7 | 2024-05-07 13:00 | 0.26623 | 0.24047 | 0.24047 | 0.69246 | 0.65998
5 | 7 | 14 | 89.3 | 98.4 | 98.4 | 323.2 | 340.9 | 2024-05-07 14:00 | 0.26713 | 0.26797 | 0.26797 | 0.64965 | 0.66426
5 | 7 | 15 | 88.9 | 98.8 | 98.8 | 367.37 | 369.8 | 2024-05-07 15:00 | 0.26593 | 0.26906 | 0.26906 | 0.73843 | 0.72058
5 | 7 | 16 | 129.3 | 160.5 | 160.5 | 364.1 | 372 | 2024-05-07 16:00 | 0.38678 | 0.43709 | 0.43709 | 0.73186 | 0.72486
5 | 7 | 17 | 165.7 | 169 | 169 | 373.8 | 396 | 2024-05-07 17:00 | 0.49566 | 0.46024 | 0.46024 | 0.75136 | 0.77163
5 | 7 | 18 | 254.3 | 222.7 | 222.7 | 398.5 | 413.4 | 2024-05-07 18:00 | 0.76069 | 0.60648 | 0.60648 | 0.80101 | 0.80553
5 | 7 | 19 | 284.1 | 254.3 | 254.3 | 407.6 | 439.2 | 2024-05-07 19:00 | 0.84984 | 0.69254 | 0.69254 | 0.8193 | 0.85581
5 | 7 | 20 | 280.3 | 259.8 | 259.8 | 422.5 | 433.3 | 2024-05-07 20:00 | 0.83847 | 0.70752 | 0.70752 | 0.84925 | 0.84431
5 | 7 | 21 | 280.8 | 261.8 | 261.8 | 433.3 | 436.2 | 2024-05-07 21:00 | 0.83996 | 0.71296 | 0.71296 | 0.87095 | 0.84996
5 | 7 | 22 | 267.7 | 241.9 | 241.9 | 432.5 | 451.3 | 2024-05-07 22:00 | 0.80078 | 0.65877 | 0.65877 | 0.86935 | 0.87938
5 | 7 | 23 | 271.1 | 240.2 | 240.2 | 408.1 | 446.2 | 2024-05-07 23:00 | 0.81095 | 0.65414 | 0.65414 | 0.8203 | 0.86945
5 | 8 | 0 | 234.5 | 237.9 | 237.9 | 375.9 | 416.8 | 2024-05-08 | 0.70147 | 0.64788 | 0.64788 | 0.75558 | 0.81216
5 | 8 | 1 | 0 | 233.4 | 233.4 | 366.2 | 359.8 | 2024-05-08 01:00 | 0 | 0.63562 | 0.63562 | 0.73608 | 0.70109
5 | 8 | 2 | 41 | 236.5 | 236.5 | 360.1 | 311.2 | 2024-05-08 02:00 | 0.12264 | 0.64406 | 0.64406 | 0.72382 | 0.60639
5 | 8 | 3 | 86.5 | 241.6 | 241.6 | 371.7 | 255.2 | 2024-05-08 03:00 | 0.25875 | 0.65795 | 0.65795 | 0.74714 | 0.49727
5 | 8 | 4 | 99.7 | 238.3 | 238.3 | 395.6 | 274 | 2024-05-08 04:00 | 0.29824 | 0.64897 | 0.64897 | 0.79518 | 0.5339
5 | 8 | 5 | 110 | 238.4 | 238.4 | 369.2 | 300.5 | 2024-05-08 05:00 | 0.32905 | 0.64924 | 0.64924 | 0.74211 | 0.58554
5 | 8 | 6 | 107.8 | 223.8 | 223.8 | 344.2 | 312 | 2024-05-08 06:00 | 0.32246 | 0.60948 | 0.60948 | 0.69186 | 0.60795
5 | 8 | 7 | 111 | 193.8 | 193.8 | 358.8 | 339.8 | 2024-05-08 07:00 | 0.33204 | 0.52778 | 0.52778 | 0.72121 | 0.66212
5 | 8 | 8 | 85.5 | 129.7 | 129.7 | 339 | 341.6 | 2024-05-08 08:00 | 0.25576 | 0.35321 | 0.35321 | 0.68141 | 0.66563
5 | 8 | 9 | 86.5 | 130.9 | 130.9 | 334.9 | 338.6 | 2024-05-08 09:00 | 0.25875 | 0.35648 | 0.35648 | 0.67317 | 0.65978
5 | 8 | 10 | 88.2 | 115.3 | 115.3 | 322.5 | 332.9 | 2024-05-08 10:00 | 0.26383 | 0.314 | 0.314 | 0.64824 | 0.64867
5 | 8 | 11 | 80.3 | 116.9 | 116.9 | 350.2 | 312.5 | 2024-05-08 11:00 | 0.2402 | 0.31836 | 0.31836 | 0.70392 | 0.60892
5 | 8 | 12 | 86 | 116.1 | 116.1 | 354.8 | 353.9 | 2024-05-08 12:00 | 0.25725 | 0.31618 | 0.31618 | 0.71317 | 0.68959
5 | 8 | 13 | 87.5 | 131 | 131 | 361.6 | 352.4 | 2024-05-08 13:00 | 0.26174 | 0.35675 | 0.35675 | 0.72683 | 0.68667
5 | 8 | 14 | 88.9 | 130.4 | 130.4 | 379.3 | 353.9 | 2024-05-08 14:00 | 0.26593 | 0.35512 | 0.35512 | 0.76241 | 0.68959
5 | 8 | 15 | 100.3 | 129.4 | 129.4 | 356.4 | 363.3 | 2024-05-08 15:00 | 0.30003 | 0.3524 | 0.3524 | 0.71638 | 0.70791
5 | 8 | 16 | 149 | 204.4 | 204.4 | 378.6 | 372.4 | 2024-05-08 16:00 | 0.44571 | 0.55664 | 0.55664 | 0.76101 | 0.72564
5 | 8 | 17 | 159.5 | 203.2 | 203.2 | 370.6 | 403.2 | 2024-05-08 17:00 | 0.47712 | 0.55338 | 0.55338 | 0.74492 | 0.78566
5 | 8 | 18 | 228.1 | 233.1 | 233.1 | 391.9 | 418.5 | 2024-05-08 18:00 | 0.68232 | 0.6348 | 0.6348 | 0.78774 | 0.81547
5 | 8 | 19 | 259.2 | 251.3 | 251.3 | 412.4 | 480.5 | 2024-05-08 19:00 | 0.77535 | 0.68437 | 0.68437 | 0.82894 | 0.93628
5 | 8 | 20 | 263.5 | 255.8 | 255.8 | 422.3 | 456.5 | 2024-05-08 20:00 | 0.78821 | 0.69662 | 0.69662 | 0.84884 | 0.88952
5 | 8 | 21 | 267.5 | 252.3 | 252.3 | 434.3 | 493.4 | 2024-05-08 21:00 | 0.80018 | 0.68709 | 0.68709 | 0.87296 | 0.96142
5 | 8 | 22 | 256.1 | 251.3 | 251.3 | 415.9 | 428.6 | 2024-05-08 22:00 | 0.76608 | 0.68437 | 0.68437 | 0.83598 | 0.83515
5 | 8 | 23 | 249.4 | 241.3 | 241.3 | 408.2 | 431.5 | 2024-05-08 23:00 | 0.74604 | 0.65714 | 0.65714 | 0.8205 | 0.8408
5 | 9 | 0 | 226.2 | 244.6 | 244.6 | 375.5 | 397.9 | 2024-05-09 | 0.67664 | 0.66612 | 0.66612 | 0.75477 | 0.77533
5 | 9 | 1 | 216.9 | 253.8 | 253.8 | 367 | 379 | 2024-05-09 01:00 | 0.64882 | 0.69118 | 0.69118 | 0.73769 | 0.7385
5 | 9 | 2 | 207.9 | 252 | 252 | 359.1 | 361.9 | 2024-05-09 02:00 | 0.6219 | 0.68627 | 0.68627 | 0.72181 | 0.70518
5 | 9 | 3 | 205.2 | 242.1 | 242.1 | 372.5 | 350 | 2024-05-09 03:00 | 0.61382 | 0.65931 | 0.65931 | 0.74874 | 0.682
5 | 9 | 4 | 206.3 | 246.2 | 246.2 | 366.5 | 359.9 | 2024-05-09 04:00 | 0.61711 | 0.67048 | 0.67048 | 0.73668 | 0.70129
5 | 9 | 5 | 193.5 | 252.1 | 252.1 | 349.3 | 338 | 2024-05-09 05:00 | 0.57882 | 0.68655 | 0.68655 | 0.70211 | 0.65861
5 | 9 | 6 | 170.4 | 248.3 | 248.3 | 354.3 | 340.7 | 2024-05-09 06:00 | 0.50972 | 0.6762 | 0.6762 | 0.71216 | 0.66387
5 | 9 | 7 | 157.3 | 173.6 | 173.6 | 335.3 | 284.8 | 2024-05-09 07:00 | 0.47054 | 0.47277 | 0.47277 | 0.67397 | 0.55495
5 | 9 | 8 | 103 | 134.3 | 134.3 | 316.8 | 285.6 | 2024-05-09 08:00 | 0.30811 | 0.36574 | 0.36574 | 0.63678 | 0.55651
5 | 9 | 9 | 74 | 131.6 | 131.6 | 308.4 | 87.1 | 2024-05-09 09:00 | 0.22136 | 0.35839 | 0.35839 | 0.6199 | 0.16972
5 | 9 | 10 | 85.3 | 134.7 | 134.7 | 221.1 | 143.6 | 2024-05-09 10:00 | 0.25516 | 0.36683 | 0.36683 | 0.44442 | 0.27981
5 | 9 | 11 | 88.2 | 129.7 | 129.7 | 294.8 | 174.1 | 2024-05-09 11:00 | 0.26383 | 0.35321 | 0.35321 | 0.59256 | 0.33924
5 | 9 | 12 | 87.9 | 128.8 | 128.8 | 302 | 212.1 | 2024-05-09 12:00 | 0.26294 | 0.35076 | 0.35076 | 0.60704 | 0.41329
5 | 9 | 13 | 86.6 | 133.3 | 133.3 | 311 | 328.8 | 2024-05-09 13:00 | 0.25905 | 0.36302 | 0.36302 | 0.62513 | 0.64069
5 | 9 | 14 | 85.5 | 154.1 | 154.1 | 340 | 321.7 | 2024-05-09 14:00 | 0.25576 | 0.41966 | 0.41966 | 0.68342 | 0.62685
5 | 9 | 15 | 84.5 | 193.5 | 193.5 | 346 | 336.8 | 2024-05-09 15:00 | 0.25277 | 0.52696 | 0.52696 | 0.69548 | 0.65627
5 | 9 | 16 | 85.4 | 209.3 | 209.3 | 358.8 | 298.3 | 2024-05-09 16:00 | 0.25546 | 0.56999 | 0.56999 | 0.72121 | 0.58125
5 | 9 | 17 | 121 | 201.7 | 201.7 | 375.2 | 304 | 2024-05-09 17:00 | 0.36195 | 0.54929 | 0.54929 | 0.75417 | 0.59236
5 | 9 | 18 | 252.2 | 203.2 | 203.2 | 399.9 | 330.4 | 2024-05-09 18:00 | 0.75441 | 0.55338 | 0.55338 | 0.80382 | 0.6438
5 | 9 | 19 | 274.5 | 254.2 | 254.2 | 431.1 | 427.6 | 2024-05-09 19:00 | 0.82112 | 0.69227 | 0.69227 | 0.86653 | 0.8332
5 | 9 | 20 | 270.3 | 250.4 | 250.4 | 382.5 | 388.6 | 2024-05-09 20:00 | 0.80856 | 0.68192 | 0.68192 | 0.76884 | 0.75721
5 | 9 | 21 | 268.1 | 244.1 | 244.1 | 428.5 | 402.8 | 2024-05-09 21:00 | 0.80197 | 0.66476 | 0.66476 | 0.86131 | 0.78488
5 | 9 | 22 | 255.6 | 246.6 | 246.6 | 421.5 | 393.6 | 2024-05-09 22:00 | 0.76458 | 0.67157 | 0.67157 | 0.84724 | 0.76695
5 | 9 | 23 | 258.8 | 242.3 | 242.3 | 394.9 | 380.9 | 2024-05-09 23:00 | 0.77415 | 0.65986 | 0.65986 | 0.79377 | 0.74221
5 | 10 | 0 | 233 | 241.9 | 241.9 | 367.7 | 286.1 | 2024-05-10 | 0.69698 | 0.65877 | 0.65877 | 0.7391 | 0.55748
5 | 10 | 1 | 221.1 | 240.9 | 240.9 | 361.6 | 281 | 2024-05-10 01:00 | 0.66138 | 0.65605 | 0.65605 | 0.72683 | 0.54754
5 | 10 | 2 | 211.3 | 236.1 | 236.1 | 263.6 | 267 | 2024-05-10 02:00 | 0.63207 | 0.64297 | 0.64297 | 0.52985 | 0.52027
5 | 10 | 3 | 209.1 | 232.8 | 232.8 | 304.6 | 268.1 | 2024-05-10 03:00 | 0.62549 | 0.63399 | 0.63399 | 0.61226 | 0.52241
5 | 10 | 4 | 205.9 | 231.7 | 231.7 | 313.6 | 283.9 | 2024-05-10 04:00 | 0.61591 | 0.63099 | 0.63099 | 0.63035 | 0.5532
5 | 10 | 5 | 131.3 | 236.8 | 236.8 | 305.4 | 333.6 | 2024-05-10 05:00 | 0.39276 | 0.64488 | 0.64488 | 0.61387 | 0.65004
5 | 10 | 6 | 0 | 238.8 | 238.8 | 306 | 342.9 | 2024-05-10 06:00 | 0 | 0.65033 | 0.65033 | 0.61508 | 0.66816
5 | 10 | 7 | 81.1 | 195.4 | 195.4 | 311.5 | 292.2 | 2024-05-10 07:00 | 0.2426 | 0.53214 | 0.53214 | 0.62613 | 0.56937
5 | 10 | 8 | 87 | 180.6 | 180.6 | 307.5 | 308.8 | 2024-05-10 08:00 | 0.26025 | 0.49183 | 0.49183 | 0.61809 | 0.60171
5 | 10 | 9 | 92.8 | 126.6 | 126.6 | 305.5 | 312.8 | 2024-05-10 09:00 | 0.27759 | 0.34477 | 0.34477 | 0.61407 | 0.60951
5 | 10 | 10 | 69.1 | 123 | 123 | 305.5 | 325 | 2024-05-10 10:00 | 0.2067 | 0.33497 | 0.33497 | 0.61407 | 0.63328
5 | 10 | 11 | 66.7 | 136.4 | 136.4 | 309.5 | 343.5 | 2024-05-10 11:00 | 0.19952 | 0.37146 | 0.37146 | 0.62211 | 0.66933
5 | 10 | 12 | 80.4 | 137.1 | 137.1 | 319.5 | 298.2 | 2024-05-10 12:00 | 0.2405 | 0.37337 | 0.37337 | 0.64221 | 0.58106
5 | 10 | 13 | 82.3 | 131.1 | 131.1 | 325.5 | 303.5 | 2024-05-10 13:00 | 0.24619 | 0.35703 | 0.35703 | 0.65427 | 0.59139
5 | 10 | 14 | 82.7 | 140.3 | 140.3 | 332.5 | 321.4 | 2024-05-10 14:00 | 0.24738 | 0.38208 | 0.38208 | 0.66834 | 0.62627
5 | 10 | 15 | 84.8 | 186.8 | 186.8 | 361.7 | 341.4 | 2024-05-10 15:00 | 0.25366 | 0.50871 | 0.50871 | 0.72704 | 0.66524
5 | 10 | 16 | 121.9 | 215.8 | 215.8 | 367.2 | 367.3 | 2024-05-10 16:00 | 0.36464 | 0.58769 | 0.58769 | 0.73809 | 0.71571
5 | 10 | 17 | 150.2 | 213.8 | 213.8 | 355 | 367 | 2024-05-10 17:00 | 0.4493 | 0.58224 | 0.58224 | 0.71357 | 0.71512
5 | 10 | 18 | 178 | 224.4 | 224.4 | 409 | 443.5 | 2024-05-10 18:00 | 0.53246 | 0.61111 | 0.61111 | 0.82211 | 0.86419
5 | 10 | 19 | 203.7 | 247.4 | 247.4 | 423.3 | 436.9 | 2024-05-10 19:00 | 0.60933 | 0.67375 | 0.67375 | 0.85085 | 0.85133
5 | 10 | 20 | 256.9 | 250.2 | 250.2 | 423.9 | 482.6 | 2024-05-10 20:00 | 0.76847 | 0.68137 | 0.68137 | 0.85206 | 0.94037
5 | 10 | 21 | 243.5 | 264.5 | 264.5 | 428.3 | 478.4 | 2024-05-10 21:00 | 0.72839 | 0.72032 | 0.72032 | 0.8609 | 0.93219
5 | 10 | 22 | 251.1 | 255 | 255 | 432.3 | 469.4 | 2024-05-10 22:00 | 0.75112 | 0.69444 | 0.69444 | 0.86894 | 0.91465
5 | 10 | 23 | 246.2 | 248.7 | 248.7 | 407 | 359.6 | 2024-05-10 23:00 | 0.73646 | 0.67729 | 0.67729 | 0.81809 | 0.7007
5 | 11 | 0 | 219.4 | 247.1 | 247.1 | 393.8 | 437.8 | 2024-05-11 | 0.6563 | 0.67293 | 0.67293 | 0.79156 | 0.85308
5 | 11 | 1 | 212.2 | 246.3 | 246.3 | 377.5 | 429 | 2024-05-11 01:00 | 0.63476 | 0.67075 | 0.67075 | 0.75879 | 0.83593
5 | 11 | 2 | 188 | 239.3 | 239.3 | 360.6 | 376.1 | 2024-05-11 02:00 | 0.56237 | 0.65169 | 0.65169 | 0.72482 | 0.73285
5 | 11 | 3 | 187.6 | 234.4 | 234.4 | 360.9 | 367.3 | 2024-05-11 03:00 | 0.56117 | 0.63834 | 0.63834 | 0.72543 | 0.71571
5 | 11 | 4 | 189 | 233.6 | 233.6 | 351.9 | 410.8 | 2024-05-11 04:00 | 0.56536 | 0.63617 | 0.63617 | 0.70734 | 0.80047
5 | 11 | 5 | 192.1 | 237.3 | 237.3 | 374.6 | 337.5 | 2024-05-11 05:00 | 0.57463 | 0.64624 | 0.64624 | 0.75296 | 0.65764
5 | 11 | 6 | 199.5 | 174.6 | 174.6 | 301.6 | 353 | 2024-05-11 06:00 | 0.59677 | 0.47549 | 0.47549 | 0.60623 | 0.68784
5 | 11 | 7 | 182.6 | 152 | 152 | 240.5 | 276 | 2024-05-11 07:00 | 0.54622 | 0.41394 | 0.41394 | 0.48342 | 0.5378
5 | 11 | 8 | 86.5 | 137.8 | 137.8 | 274.5 | 304.2 | 2024-05-11 08:00 | 0.25875 | 0.37527 | 0.37527 | 0.55176 | 0.59275
5 | 11 | 9 | 95.7 | 140 | 140 | 283.5 | 293.4 | 2024-05-11 09:00 | 0.28627 | 0.38126 | 0.38126 | 0.56985 | 0.57171
5 | 11 | 10 | 75.9 | 137.7 | 137.7 | 299.5 | 286 | 2024-05-11 10:00 | 0.22704 | 0.375 | 0.375 | 0.60201 | 0.55729
5 | 11 | 11 | 10.4 | 136.6 | 136.6 | 312.5 | 311 | 2024-05-11 11:00 | 0.03111 | 0.372 | 0.372 | 0.62814 | 0.606
5 | 11 | 12 | 38 | 133.8 | 133.8 | 338.5 | 320 | 2024-05-11 12:00 | 0.11367 | 0.36438 | 0.36438 | 0.6804 | 0.62354
5 | 11 | 13 | 0 | 136.8 | 136.8 | 345.5 | 326.8 | 2024-05-11 13:00 | 0 | 0.37255 | 0.37255 | 0.69447 | 0.63679
5 | 11 | 14 | 59.4 | 178.2 | 178.2 | 354.5 | 336 | 2024-05-11 14:00 | 0.17768 | 0.48529 | 0.48529 | 0.71256 | 0.65472
5 | 11 | 15 | 32.8 | 187.1 | 187.1 | 335.6 | 331 | 2024-05-11 15:00 | 0.098115 | 0.50953 | 0.50953 | 0.67457 | 0.64497
5 | 11 | 16 | 57.2 | 202.6 | 202.6 | 374.3 | 351.7 | 2024-05-11 16:00 | 0.1711 | 0.55174 | 0.55174 | 0.75236 | 0.68531
5 | 11 | 17 | 157.2 | 220.2 | 220.2 | 379.3 | 472 | 2024-05-11 17:00 | 0.47024 | 0.59967 | 0.59967 | 0.76241 | 0.91972
5 | 11 | 18 | 206.7 | 230.3 | 230.3 | 408.2 | 361 | 2024-05-11 18:00 | 0.61831 | 0.62718 | 0.62718 | 0.8205 | 0.70343
5 | 11 | 19 | 237.2 | 255.5 | 255.5 | 434.6 | 398.7 | 2024-05-11 19:00 | 0.70954 | 0.69581 | 0.69581 | 0.87357 | 0.77689
5 | 11 | 20 | 237.6 | 263.4 | 263.4 | 447.1 | 397.7 | 2024-05-11 20:00 | 0.71074 | 0.71732 | 0.71732 | 0.89869 | 0.77494
5 | 11 | 21 | 264.1 | 254.6 | 254.6 | 413.8 | 400.7 | 2024-05-11 21:00 | 0.79001 | 0.69336 | 0.69336 | 0.83176 | 0.78079
5 | 11 | 22 | 254.9 | 253.8 | 253.8 | 45.5 | 383.7 | 2024-05-11 22:00 | 0.76249 | 0.69118 | 0.69118 | 0.091457 | 0.74766
5 | 11 | 23 | 258.6 | 253.3 | 253.3 | 122 | 363.7 | 2024-05-11 23:00 | 0.77356 | 0.68981 | 0.68981 | 0.24523 | 0.70869
5 | 12 | 0 | 234.2 | 223 | 223 | 235.6 | 424.2 | 2024-05-12 | 0.70057 | 0.6073 | 0.6073 | 0.47357 | 0.82658
5 | 12 | 1 | 221.3 | 215.9 | 215.9 | 274.6 | 411.2 | 2024-05-12 01:00 | 0.66198 | 0.58796 | 0.58796 | 0.55196 | 0.80125
5 | 12 | 2 | 211.2 | 217.9 | 217.9 | 295.6 | 392.2 | 2024-05-12 02:00 | 0.63177 | 0.59341 | 0.59341 | 0.59417 | 0.76422
5 | 12 | 3 | 210.1 | 212.7 | 212.7 | 293.6 | 382.2 | 2024-05-12 03:00 | 0.62848 | 0.57925 | 0.57925 | 0.59015 | 0.74474
5 | 12 | 4 | 205.5 | 212 | 212 | 301.6 | 381.2 | 2024-05-12 04:00 | 0.61472 | 0.57734 | 0.57734 | 0.60623 | 0.74279
5 | 12 | 5 | 204.6 | 208.9 | 208.9 | 314.4 | 388.2 | 2024-05-12 05:00 | 0.61203 | 0.5689 | 0.5689 | 0.63196 | 0.75643
5 | 12 | 6 | 210.3 | 202.9 | 202.9 | 354.9 | 410.2 | 2024-05-12 06:00 | 0.62908 | 0.55256 | 0.55256 | 0.71337 | 0.7993
5 | 12 | 7 | 171.5 | 89.8 | 89.8 | 343.1 | 388.2 | 2024-05-12 07:00 | 0.51301 | 0.24455 | 0.24455 | 0.68965 | 0.75643
5 | 12 | 8 | 114 | 90.7 | 90.7 | 333.9 | 388.2 | 2024-05-12 08:00 | 0.34101 | 0.247 | 0.247 | 0.67116 | 0.75643
5 | 12 | 9 | 111.8 | 88.5 | 88.5 | 308.6 | 375.2 | 2024-05-12 09:00 | 0.33443 | 0.24101 | 0.24101 | 0.6203 | 0.7311
5 | 12 | 10 | 111.3 | 24.3 | 24.3 | 333.7 | 377.2 | 2024-05-12 10:00 | 0.33293 | 0.066176 | 0.066176 | 0.67075 | 0.735
5 | 12 | 11 | 112.9 | 50.2 | 50.2 | 364.8 | 390.2 | 2024-05-12 11:00 | 0.33772 | 0.13671 | 0.13671 | 0.73327 | 0.76033
5 | 12 | 12 | 111.4 | 89.7 | 89.7 | 343 | 395.2 | 2024-05-12 12:00 | 0.33323 | 0.24428 | 0.24428 | 0.68945 | 0.77007
5 | 12 | 13 | 109.8 | 98.8 | 98.8 | 348.5 | 399.2 | 2024-05-12 13:00 | 0.32845 | 0.26906 | 0.26906 | 0.7005 | 0.77786
5 | 12 | 14 | 104.9 | 137 | 137 | 344.5 | 406.2 | 2024-05-12 14:00 | 0.31379 | 0.37309 | 0.37309 | 0.69246 | 0.7915
5 | 12 | 15 | 102.8 | 142.2 | 142.2 | 265.5 | 421.2 | 2024-05-12 15:00 | 0.30751 | 0.38725 | 0.38725 | 0.53367 | 0.82073
5 | 12 | 16 | 105.9 | 141.7 | 141.7 | 313.7 | 416.2 | 2024-05-12 16:00 | 0.31678 | 0.38589 | 0.38589 | 0.63055 | 0.81099
5 | 12 | 17 | 184.1 | 175.2 | 175.2 | 353.7 | 422 | 2024-05-12 17:00 | 0.5507 | 0.47712 | 0.47712 | 0.71095 | 0.82229
5 | 12 | 18 | 242 | 220.3 | 220.3 | 369.3 | 460.7 | 2024-05-12 18:00 | 0.7239 | 0.59995 | 0.59995 | 0.74231 | 0.8977
5 | 12 | 19 | 271.6 | 257.3 | 257.3 | 411.6 | 485.7 | 2024-05-12 19:00 | 0.81244 | 0.70071 | 0.70071 | 0.82734 | 0.94641
5 | 12 | 20 | 285.3 | 246.1 | 246.1 | 417.8 | 499.7 | 2024-05-12 20:00 | 0.85343 | 0.67021 | 0.67021 | 0.8398 | 0.97369
5 | 12 | 21 | 285.8 | 252 | 252 | 413.9 | 496.7 | 2024-05-12 21:00 | 0.85492 | 0.68627 | 0.68627 | 0.83196 | 0.96785
5 | 12 | 22 | 285.6 | 250.4 | 250.4 | 409.8 | 502.7 | 2024-05-12 22:00 | 0.85432 | 0.68192 | 0.68192 | 0.82372 | 0.97954
5 | 12 | 23 | 273.9 | 240.3 | 240.3 | 422 | 0 | 2024-05-12 23:00 | 0.81932 | 0.65441 | 0.65441 | 0.84824 | 0
5 | 13 | 0 | 247 | 243 | 243 | 388.1 | 0 | 2024-05-13 | 0.73886 | 0.66176 | 0.66176 | 0.7801 | 0
5 | 13 | 1 | 239.03 | 229 | 229 | 368.6 | 146.1 | 2024-05-13 01:00 | 0.71502 | 0.62364 | 0.62364 | 0.7409 | 0.28468
5 | 13 | 2 | 219.5 | 218.4 | 218.4 | 342.6 | 233.7 | 2024-05-13 02:00 | 0.6566 | 0.59477 | 0.59477 | 0.68864 | 0.45538
5 | 13 | 3 | 230.9 | 217.1 | 217.1 | 337.7 | 275.9 | 2024-05-13 03:00 | 0.6907 | 0.59123 | 0.59123 | 0.67879 | 0.53761
5 | 13 | 4 | 222.7 | 214.1 | 214.1 | 337.6 | 286.5 | 2024-05-13 04:00 | 0.66617 | 0.58306 | 0.58306 | 0.67859 | 0.55826
5 | 13 | 5 | 232.9 | 161.6 | 161.6 | 353.7 | 294.5 | 2024-05-13 05:00 | 0.69668 | 0.44009 | 0.44009 | 0.71095 | 0.57385
5 | 13 | 6 | 223.9 | 164.5 | 164.5 | 376.6 | 336.6 | 2024-05-13 06:00 | 0.66976 | 0.44798 | 0.44798 | 0.75698 | 0.65588
5 | 13 | 7 | 179.8 | 165.5 | 165.5 | 344.5 | 307 | 2024-05-13 07:00 | 0.53784 | 0.45071 | 0.45071 | 0.69246 | 0.59821
5 | 13 | 8 | 96.6 | 129.6 | 129.6 | 305 | 322.2 | 2024-05-13 08:00 | 0.28896 | 0.35294 | 0.35294 | 0.61307 | 0.62783
5 | 13 | 9 | 100.3 | 74.3 | 74.3 | 315 | 343.2 | 2024-05-13 09:00 | 0.30003 | 0.20234 | 0.20234 | 0.63317 | 0.66875
5 | 13 | 10 | 101.5 | 63.1 | 63.1 | 368.1 | 344.2 | 2024-05-13 10:00 | 0.30362 | 0.17184 | 0.17184 | 0.7399 | 0.67069
5 | 13 | 11 | 88.6 | 63.1 | 63.1 | 346.5 | 346.2 | 2024-05-13 11:00 | 0.26503 | 0.17184 | 0.17184 | 0.69648 | 0.67459
5 | 13 | 12 | 81.5 | 63.1 | 63.1 | 344.5 | 376.2 | 2024-05-13 12:00 | 0.24379 | 0.17184 | 0.17184 | 0.69246 | 0.73305
5 | 13 | 13 | 45.8 | 72.1 | 72.1 | 348.5 | 255.2 | 2024-05-13 13:00 | 0.137 | 0.19635 | 0.19635 | 0.7005 | 0.49727
5 | 13 | 14 | 91.2 | 71.8 | 71.8 | 352.3 | 347.6 | 2024-05-13 14:00 | 0.27281 | 0.19553 | 0.19553 | 0.70814 | 0.67732
5 | 13 | 15 | 101.4 | 70.3 | 70.3 | 345.1 | 346.1 | 2024-05-13 15:00 | 0.30332 | 0.19145 | 0.19145 | 0.69367 | 0.6744
5 | 13 | 16 | 132.7 | 107.6 | 107.6 | 357.1 | 351.8 | 2024-05-13 16:00 | 0.39695 | 0.29303 | 0.29303 | 0.71779 | 0.6855
5 | 13 | 17 | 162.6 | 215 | 215 | 343.9 | 410.1 | 2024-05-13 17:00 | 0.48639 | 0.58551 | 0.58551 | 0.69126 | 0.7991
5 | 13 | 18 | 212.3 | 232.7 | 232.7 | 339.2 | 443.3 | 2024-05-13 18:00 | 0.63506 | 0.63371 | 0.63371 | 0.68181 | 0.8638
5 | 13 | 19 | 262.2 | 247.2 | 247.2 | 400.8 | 250.7 | 2024-05-13 19:00 | 0.78433 | 0.6732 | 0.6732 | 0.80563 | 0.4885
5 | 13 | 20 | 268.8 | 251.3 | 251.3 | 374.9 | 386.2 | 2024-05-13 20:00 | 0.80407 | 0.68437 | 0.68437 | 0.75357 | 0.75253
5 | 13 | 21 | 283.4 | 251.5 | 251.5 | 394.4 | 409.4 | 2024-05-13 21:00 | 0.84774 | 0.68491 | 0.68491 | 0.79276 | 0.79774
5 | 13 | 22 | 284.1 | 247.3 | 247.3 | 369.9 | 377.8 | 2024-05-13 22:00 | 0.84984 | 0.67347 | 0.67347 | 0.74352 | 0.73617
5 | 13 | 23 | 272.9 | 250.2 | 250.2 | 351.7 | 320.9 | 2024-05-13 23:00 | 0.81633 | 0.68137 | 0.68137 | 0.70693 | 0.62529
5 | 14 | 0 | 247 | 231.2 | 231.2 | 332.1 | 342.5 | 2024-05-14 | 0.73886 | 0.62963 | 0.62963 | 0.66754 | 0.66738
5 | 14 | 1 | 214.9 | 230.6 | 230.6 | 310.4 | 355.5 | 2024-05-14 01:00 | 0.64284 | 0.628 | 0.628 | 0.62392 | 0.69271
5 | 14 | 2 | 222.3 | 228.3 | 228.3 | 305.4 | 359.5 | 2024-05-14 02:00 | 0.66497 | 0.62173 | 0.62173 | 0.61387 | 0.70051
5 | 14 | 3 | 220.3 | 228.7 | 228.7 | 304.3 | 353.5 | 2024-05-14 03:00 | 0.65899 | 0.62282 | 0.62282 | 0.61166 | 0.68882
5 | 14 | 4 | 217.4 | 231.4 | 231.4 | 300.3 | 349.5 | 2024-05-14 04:00 | 0.65031 | 0.63017 | 0.63017 | 0.60362 | 0.68102
5 | 14 | 5 | 169.8 | 234.7 | 234.7 | 322.1 | 355.5 | 2024-05-14 05:00 | 0.50793 | 0.63916 | 0.63916 | 0.64744 | 0.69271
5 | 14 | 6 | 190.1 | 173.6 | 173.6 | 314.5 | 371.5 | 2024-05-14 06:00 | 0.56865 | 0.47277 | 0.47277 | 0.63216 | 0.72389
5 | 14 | 7 | 157.7 | 129 | 129 | 326.5 | 366.5 | 2024-05-14 07:00 | 0.47173 | 0.35131 | 0.35131 | 0.65628 | 0.71415
5 | 14 | 8 | 148.3 | 128 | 128 | 349.5 | 330.5 | 2024-05-14 08:00 | 0.44361 | 0.34858 | 0.34858 | 0.70251 | 0.644
5 | 14 | 9 | 112 | 132.3 | 132.3 | 296.5 | 325.5 | 2024-05-14 09:00 | 0.33503 | 0.36029 | 0.36029 | 0.59598 | 0.63426
5 | 14 | 10 | 113.5 | 129.1 | 129.1 | 327.5 | 312.5 | 2024-05-14 10:00 | 0.33952 | 0.35158 | 0.35158 | 0.65829 | 0.60892
5 | 14 | 11 | 106.1 | 125.1 | 125.1 | 339.5 | 348.5 | 2024-05-14 11:00 | 0.31738 | 0.34069 | 0.34069 | 0.68241 | 0.67907
5 | 14 | 12 | 71.2 | 181.6 | 181.6 | 334.5 | 347.5 | 2024-05-14 12:00 | 0.21298 | 0.49455 | 0.49455 | 0.67236 | 0.67712
5 | 14 | 13 | 72.3 | 188.9 | 188.9 | 336.5 | 336.5 | 2024-05-14 13:00 | 0.21627 | 0.51443 | 0.51443 | 0.67638 | 0.65569
5 | 14 | 14 | 71.3 | 179.5 | 179.5 | 338.5 | 358.5 | 2024-05-14 14:00 | 0.21328 | 0.48883 | 0.48883 | 0.6804 | 0.69856
5 | 14 | 15 | 77.7 | 166.9 | 166.9 | 335.5 | 370.5 | 2024-05-14 15:00 | 0.23243 | 0.45452 | 0.45452 | 0.67437 | 0.72194
5 | 14 | 16 | 111.3 | 187.7 | 187.7 | 326.3 | 358 | 2024-05-14 16:00 | 0.33293 | 0.51117 | 0.51117 | 0.65588 | 0.69758
5 | 14 | 17 | 147.3 | 194.4 | 194.4 | 348.1 | 366.5 | 2024-05-14 17:00 | 0.44062 | 0.52941 | 0.52941 | 0.6997 | 0.71415
5 | 14 | 18 | 237.6 | 213.6 | 213.6 | 364.6 | 395.4 | 2024-05-14 18:00 | 0.71074 | 0.5817 | 0.5817 | 0.73286 | 0.77046
5 | 14 | 19 | 259.1 | 247.7 | 247.7 | 423.2 | 420.4 | 2024-05-14 19:00 | 0.77505 | 0.67456 | 0.67456 | 0.85065 | 0.81917
5 | 14 | 20 | 256.3 | 259.6 | 259.6 | 440.2 | 478.4 | 2024-05-14 20:00 | 0.76668 | 0.70697 | 0.70697 | 0.88482 | 0.93219
5 | 14 | 21 | 252.9 | 258.9 | 258.9 | 440.3 | 474.4 | 2024-05-14 21:00 | 0.75651 | 0.70507 | 0.70507 | 0.88503 | 0.9244
5 | 14 | 22 | 252.3 | 255.9 | 255.9 | 435.3 | 466.4 | 2024-05-14 22:00 | 0.75471 | 0.6969 | 0.6969 | 0.87497 | 0.90881
5 | 14 | 23 | 247.5 | 246.9 | 246.9 | 424 | 444.4 | 2024-05-14 23:00 | 0.74035 | 0.67239 | 0.67239 | 0.85226 | 0.86594
5 | 15 | 0 | 215.7 | 264.4 | 264.4 | 406.2 | 423 | 2024-05-15 | 0.64523 | 0.72004 | 0.72004 | 0.81648 | 0.82424
5 | 15 | 1 | 201 | 246.1 | 246.1 | 361.4 | 410 | 2024-05-15 01:00 | 0.60126 | 0.67021 | 0.67021 | 0.72643 | 0.79891
5 | 15 | 2 | 195.8 | 241.4 | 241.4 | 355.4 | 397 | 2024-05-15 02:00 | 0.5857 | 0.65741 | 0.65741 | 0.71437 | 0.77358
5 | 15 | 3 | 197 | 242.3 | 242.3 | 354.3 | 394 | 2024-05-15 03:00 | 0.58929 | 0.65986 | 0.65986 | 0.71216 | 0.76773
5 | 15 | 4 | 197.2 | 239.3 | 239.3 | 369.3 | 378 | 2024-05-15 04:00 | 0.58989 | 0.65169 | 0.65169 | 0.74231 | 0.73655
5 | 15 | 5 | 199.1 | 250.6 | 250.6 | 352.8 | 390 | 2024-05-15 05:00 | 0.59557 | 0.68246 | 0.68246 | 0.70915 | 0.75994
5 | 15 | 6 | 218.6 | 248.3 | 248.3 | 353.7 | 389 | 2024-05-15 06:00 | 0.6539 | 0.6762 | 0.6762 | 0.71095 | 0.75799
5 | 15 | 7 | 219.4 | 211.3 | 211.3 | 79.7 | 397 | 2024-05-15 07:00 | 0.6563 | 0.57544 | 0.57544 | 0.1602 | 0.77358
5 | 15 | 8 | 96.2 | 126.9 | 126.9 | 156.7 | 350 | 2024-05-15 08:00 | 0.28777 | 0.34559 | 0.34559 | 0.31497 | 0.682
5 | 15 | 9 | 90.5 | 130.5 | 130.5 | 228.7 | 351 | 2024-05-15 09:00 | 0.27071 | 0.35539 | 0.35539 | 0.4597 | 0.68394
5 | 15 | 10 | 90 | 129.9 | 129.9 | 312.8 | 365 | 2024-05-15 10:00 | 0.26922 | 0.35376 | 0.35376 | 0.62874 | 0.71122
5 | 15 | 11 | 0 | 128.9 | 128.9 | 327.9 | 355 | 2024-05-15 11:00 | 0 | 0.35103 | 0.35103 | 0.6591 | 0.69174
5 | 15 | 12 | 68.6 | 125.9 | 125.9 | 353.8 | 359 | 2024-05-15 12:00 | 0.2052 | 0.34286 | 0.34286 | 0.71116 | 0.69953
5 | 15 | 13 | 96.1 | 126.5 | 126.5 | 358.9 | 378 | 2024-05-15 13:00 | 0.28747 | 0.3445 | 0.3445 | 0.72141 | 0.73655
5 | 15 | 14 | 98.9 | 185 | 185 | 362.9 | 369 | 2024-05-15 14:00 | 0.29584 | 0.50381 | 0.50381 | 0.72945 | 0.71902
5 | 15 | 15 | 98.1 | 165 | 165 | 376.8 | 374 | 2024-05-15 15:00 | 0.29345 | 0.44935 | 0.44935 | 0.75739 | 0.72876
5 | 15 | 16 | 136.7 | 198.7 | 198.7 | 365.8 | 389 | 2024-05-15 16:00 | 0.40891 | 0.54112 | 0.54112 | 0.73528 | 0.75799
5 | 15 | 17 | 162.3 | 200.3 | 200.3 | 364.8 | 417.2 | 2024-05-15 17:00 | 0.48549 | 0.54548 | 0.54548 | 0.73327 | 0.81294
5 | 15 | 18 | 186.7 | 232.5 | 232.5 | 392.5 | 377.2 | 2024-05-15 18:00 | 0.55848 | 0.63317 | 0.63317 | 0.78894 | 0.735
5 | 15 | 19 | 252.3 | 254.2 | 254.2 | 420.8 | 450.2 | 2024-05-15 19:00 | 0.75471 | 0.69227 | 0.69227 | 0.84583 | 0.87724
5 | 15 | 20 | 255.1 | 253.7 | 253.7 | 387.9 | 466.2 | 2024-05-15 20:00 | 0.76309 | 0.6909 | 0.6909 | 0.7797 | 0.90842
5 | 15 | 21 | 254.2 | 248.3 | 248.3 | 406.8 | 462.2 | 2024-05-15 21:00 | 0.76039 | 0.6762 | 0.6762 | 0.81769 | 0.90062
5 | 15 | 22 | 247.6 | 253.5 | 253.5 | 406.8 | 452.2 | 2024-05-15 22:00 | 0.74065 | 0.69036 | 0.69036 | 0.81769 | 0.88114
5 | 15 | 23 | 242.5 | 241.6 | 241.6 | 413.8 | 454.2 | 2024-05-15 23:00 | 0.7254 | 0.65795 | 0.65795 | 0.83176 | 0.88504
5 | 16 | 0 | 201.7 | 246 | 246 | 382.9 | 415.7 | 2024-05-16 | 0.60335 | 0.66993 | 0.66993 | 0.76965 | 0.81002
5 | 16 | 1 | 189.2 | 240.4 | 240.4 | 388.3 | 409 | 2024-05-16 01:00 | 0.56596 | 0.65468 | 0.65468 | 0.7805 | 0.79696
5 | 16 | 2 | 189.5 | 234.2 | 234.2 | 333.7 | 396 | 2024-05-16 02:00 | 0.56686 | 0.6378 | 0.6378 | 0.67075 | 0.77163
5 | 16 | 3 | 194.5 | 231.3 | 231.3 | 344.8 | 396 | 2024-05-16 03:00 | 0.58181 | 0.6299 | 0.6299 | 0.69307 | 0.77163
5 | 16 | 4 | 194.7 | 236.3 | 236.3 | 336.7 | 395 | 2024-05-16 04:00 | 0.58241 | 0.64352 | 0.64352 | 0.67678 | 0.76968
5 | 16 | 5 | 193.4 | 243.1 | 243.1 | 337.8 | 390 | 2024-05-16 05:00 | 0.57852 | 0.66204 | 0.66204 | 0.67899 | 0.75994
5 | 16 | 6 | 170.3 | 243 | 243 | 287.7 | 353.7 | 2024-05-16 06:00 | 0.50942 | 0.66176 | 0.66176 | 0.57829 | 0.6892
5 | 16 | 7 | 176.7 | 210.9 | 210.9 | 299.5 | 346.7 | 2024-05-16 07:00 | 0.52857 | 0.57435 | 0.57435 | 0.60201 | 0.67557
5 | 16 | 8 | 92.1 | 129.5 | 129.5 | 322.2 | 311.7 | 2024-05-16 08:00 | 0.2755 | 0.35267 | 0.35267 | 0.64764 | 0.60737
5 | 16 | 9 | 94.5 | 127.5 | 127.5 | 303.5 | 313.7 | 2024-05-16 09:00 | 0.28268 | 0.34722 | 0.34722 | 0.61005 | 0.61126
5 | 16 | 10 | 95.1 | 128.5 | 128.5 | 318.5 | 312.7 | 2024-05-16 10:00 | 0.28448 | 0.34995 | 0.34995 | 0.6402 | 0.60931
5 | 16 | 11 | 95.5 | 129.5 | 129.5 | 309.5 | 306.7 | 2024-05-16 11:00 | 0.28567 | 0.35267 | 0.35267 | 0.62211 | 0.59762
5 | 16 | 12 | 95.4 | 102.5 | 102.5 | 292.5 | 309.7 | 2024-05-16 12:00 | 0.28537 | 0.27914 | 0.27914 | 0.58794 | 0.60347
5 | 16 | 13 | 88.7 | 0 | 0 | 296.5 | 291.7 | 2024-05-16 13:00 | 0.26533 | 0 | 0 | 0.59598 | 0.56839
5 | 16 | 14 | 88.8 | 0 | 0 | 301.5 | 285.7 | 2024-05-16 14:00 | 0.26563 | 0 | 0 | 0.60603 | 0.5567
5 | 16 | 15 | 125.2 | 97 | 97 | 313.5 | 304.7 | 2024-05-16 15:00 | 0.37451 | 0.26416 | 0.26416 | 0.63015 | 0.59373
5 | 16 | 16 | 128.1 | 129.5 | 129.5 | 326.5 | 328.2 | 2024-05-16 16:00 | 0.38319 | 0.35267 | 0.35267 | 0.65628 | 0.63952
5 | 16 | 17 | 146.3 | 164.2 | 164.2 | 355.1 | 413.2 | 2024-05-16 17:00 | 0.43763 | 0.44717 | 0.44717 | 0.71377 | 0.80514
5 | 16 | 18 | 213.1 | 203.6 | 203.6 | 374.4 | 439.2 | 2024-05-16 18:00 | 0.63745 | 0.55447 | 0.55447 | 0.75256 | 0.85581
5 | 16 | 19 | 261.9 | 248.3 | 248.3 | 402.6 | 485.2 | 2024-05-16 19:00 | 0.78343 | 0.6762 | 0.6762 | 0.80925 | 0.94544
5 | 16 | 20 | 256.5 | 248.7 | 248.7 | 420.9 | 445.2 | 2024-05-16 20:00 | 0.76727 | 0.67729 | 0.67729 | 0.84603 | 0.8675
5 | 16 | 21 | 253.2 | 254.7 | 254.7 | 417.6 | 342.2 | 2024-05-16 21:00 | 0.7574 | 0.69363 | 0.69363 | 0.8394 | 0.6668
5 | 16 | 22 | 248.4 | 246.5 | 246.5 | 409.9 | 356 | 2024-05-16 22:00 | 0.74305 | 0.6713 | 0.6713 | 0.82392 | 0.69369
5 | 16 | 23 | 235.5 | 240.5 | 240.5 | 377.8 | 405 | 2024-05-16 23:00 | 0.70446 | 0.65496 | 0.65496 | 0.7594 | 0.78917
5 | 17 | 0 | 212.7 | 232.7 | 232.7 | 361.8 | 397.5 | 2024-05-17 | 0.63625 | 0.63371 | 0.63371 | 0.72724 | 0.77455
5 | 17 | 1 | 206.3 | 228.7 | 228.7 | 351.9 | 386.5 | 2024-05-17 01:00 | 0.61711 | 0.62282 | 0.62282 | 0.70734 | 0.75312
5 | 17 | 2 | 193.5 | 225.7 | 225.7 | 345.8 | 381.5 | 2024-05-17 02:00 | 0.57882 | 0.61465 | 0.61465 | 0.69508 | 0.74337
5 | 17 | 3 | 189.5 | 230.7 | 230.7 | 334.9 | 371.5 | 2024-05-17 03:00 | 0.56686 | 0.62827 | 0.62827 | 0.67317 | 0.72389
5 | 17 | 4 | 191.7 | 244.7 | 244.7 | 338.9 | 371.5 | 2024-05-17 04:00 | 0.57344 | 0.66639 | 0.66639 | 0.68121 | 0.72389
5 | 17 | 5 | 193.7 | 235.7 | 235.7 | 338.9 | 382.5 | 2024-05-17 05:00 | 0.57942 | 0.64188 | 0.64188 | 0.68121 | 0.74532
5 | 17 | 6 | 201.4 | 234.1 | 234.1 | 357 | 412.5 | 2024-05-17 06:00 | 0.60245 | 0.63753 | 0.63753 | 0.71759 | 0.80378
5 | 17 | 7 | 166.7 | 142 | 142 | 338.9 | 393.5 | 2024-05-17 07:00 | 0.49865 | 0.38671 | 0.38671 | 0.68121 | 0.76676
5 | 17 | 8 | 97 | 140.5 | 140.5 | 351.9 | 376.5 | 2024-05-17 08:00 | 0.29016 | 0.38263 | 0.38263 | 0.70734 | 0.73363
5 | 17 | 9 | 98.3 | 133.4 | 133.4 | 337.6 | 366.5 | 2024-05-17 09:00 | 0.29405 | 0.36329 | 0.36329 | 0.67859 | 0.71415
5 | 17 | 10 | 99.2 | 135.3 | 135.3 | 338.6 | 369.5 | 2024-05-17 10:00 | 0.29674 | 0.36846 | 0.36846 | 0.6806 | 0.71999
5 | 17 | 11 | 91.8 | 134.1 | 134.1 | 338.6 | 389.5 | 2024-05-17 11:00 | 0.2746 | 0.3652 | 0.3652 | 0.6806 | 0.75896
5 | 17 | 12 | 87.2 | 127.5 | 127.5 | 348.6 | 383.5 | 2024-05-17 12:00 | 0.26084 | 0.34722 | 0.34722 | 0.7007 | 0.74727
5 | 17 | 13 | 87.3 | 174 | 174 | 318 | 383.5 | 2024-05-17 13:00 | 0.26114 | 0.47386 | 0.47386 | 0.6392 | 0.74727
5 | 17 | 14 | 87.2 | 179 | 179 | 209.9 | 383.5 | 2024-05-17 14:00 | 0.26084 | 0.48747 | 0.48747 | 0.42191 | 0.74727
5 | 17 | 15 | 132.8 | 209.7 | 209.7 | 146.9 | 373.5 | 2024-05-17 15:00 | 0.39725 | 0.57108 | 0.57108 | 0.29528 | 0.72779
5 | 17 | 16 | 136.3 | 207.7 | 207.7 | 240.4 | 279.5 | 2024-05-17 16:00 | 0.40772 | 0.56563 | 0.56563 | 0.48322 | 0.54462
5 | 17 | 17 | 56.1 | 202 | 202 | 322.6 | 372.7 | 2024-05-17 17:00 | 0.16781 | 0.55011 | 0.55011 | 0.64844 | 0.72623
5 | 17 | 18 | 0 | 213.5 | 213.5 | 311.3 | 430.7 | 2024-05-17 18:00 | 0 | 0.58143 | 0.58143 | 0.62573 | 0.83924
5 | 17 | 19 | 99.9 | 236.8 | 236.8 | 362.5 | 478.7 | 2024-05-17 19:00 | 0.29883 | 0.64488 | 0.64488 | 0.72864 | 0.93277
5 | 17 | 20 | 224.4 | 243.8 | 243.8 | 405.5 | 473.7 | 2024-05-17 20:00 | 0.67125 | 0.66394 | 0.66394 | 0.81508 | 0.92303
5 | 17 | 21 | 260.3 | 244.8 | 244.8 | 400.5 | 468.7 | 2024-05-17 21:00 | 0.77864 | 0.66667 | 0.66667 | 0.80503 | 0.91329
5 | 17 | 22 | 270.3 | 229.4 | 229.4 | 395.3 | 448.7 | 2024-05-17 22:00 | 0.80856 | 0.62473 | 0.62473 | 0.79457 | 0.87432
5 | 17 | 23 | 268.8 | 220.3 | 220.3 | 385.8 | 446.7 | 2024-05-17 23:00 | 0.80407 | 0.59995 | 0.59995 | 0.77548 | 0.87042
5 | 18 | 0 | 253.6 | 229.2 | 229.2 | 329.5 | 333 | 2024-05-18 | 0.7586 | 0.62418 | 0.62418 | 0.66231 | 0.64887
5 | 18 | 1 | 223.1 | 217.9 | 217.9 | 319.1 | 305.7 | 2024-05-18 01:00 | 0.66736 | 0.59341 | 0.59341 | 0.64141 | 0.59567
5 | 18 | 2 | 216.7 | 216.4 | 216.4 | 316.5 | 329.7 | 2024-05-18 02:00 | 0.64822 | 0.58932 | 0.58932 | 0.63618 | 0.64244
5 | 18 | 3 | 206.1 | 220.4 | 220.4 | 311.5 | 328.7 | 2024-05-18 03:00 | 0.61651 | 0.60022 | 0.60022 | 0.62613 | 0.64049
5 | 18 | 4 | 192.8 | 220.5 | 220.5 | 304.5 | 341.2 | 2024-05-18 04:00 | 0.57673 | 0.60049 | 0.60049 | 0.61206 | 0.66485
5 | 18 | 5 | 210 | 207.3 | 207.3 | 312.5 | 357.2 | 2024-05-18 05:00 | 0.62818 | 0.56454 | 0.56454 | 0.62814 | 0.69602
5 | 18 | 6 | 215.1 | 196.3 | 196.3 | 333.5 | 397.2 | 2024-05-18 06:00 | 0.64343 | 0.53459 | 0.53459 | 0.67035 | 0.77397
5 | 18 | 7 | 186.8 | 122.2 | 122.2 | 321.5 | 384.2 | 2024-05-18 07:00 | 0.55878 | 0.33279 | 0.33279 | 0.64623 | 0.74864
5 | 18 | 8 | 119.6 | 122.2 | 122.2 | 309.5 | 388.2 | 2024-05-18 08:00 | 0.35776 | 0.33279 | 0.33279 | 0.62211 | 0.75643
5 | 18 | 9 | 118.1 | 103 | 103 | 317.5 | 395.2 | 2024-05-18 09:00 | 0.35328 | 0.2805 | 0.2805 | 0.63819 | 0.77007
5 | 18 | 10 | 205.8 | 111 | 111 | 314.5 | 392.2 | 2024-05-18 10:00 | 0.61561 | 0.30229 | 0.30229 | 0.63216 | 0.76422
5 | 18 | 11 | 117.7 | 114 | 114 | 317.5 | 365.2 | 2024-05-18 11:00 | 0.35208 | 0.31046 | 0.31046 | 0.63819 | 0.71161
5 | 18 | 12 | 117.6 | 114 | 114 | 319.5 | 405.2 | 2024-05-18 12:00 | 0.35178 | 0.31046 | 0.31046 | 0.64221 | 0.78956
5 | 18 | 13 | 120.4 | 142.3 | 142.3 | 325.5 | 398.2 | 2024-05-18 13:00 | 0.36016 | 0.38753 | 0.38753 | 0.65427 | 0.77592
5 | 18 | 14 | 157.5 | 168.3 | 168.3 | 337.5 | 406.2 | 2024-05-18 14:00 | 0.47113 | 0.45833 | 0.45833 | 0.67839 | 0.7915
5 | 18 | 15 | 155.1 | 179.4 | 179.4 | 338.5 | 399.2 | 2024-05-18 15:00 | 0.46395 | 0.48856 | 0.48856 | 0.6804 | 0.77786
5 | 18 | 16 | 153.3 | 176.4 | 176.4 | 318.4 | 382 | 2024-05-18 16:00 | 0.45857 | 0.48039 | 0.48039 | 0.64 | 0.74435
5 | 18 | 17 | 161.7 | 210.7 | 210.7 | 338.6 | 380 | 2024-05-18 17:00 | 0.4837 | 0.5738 | 0.5738 | 0.6806 | 0.74045
5 | 18 | 18 | 224.3 | 210.6 | 210.6 | 373.9 | 436.2 | 2024-05-18 18:00 | 0.67095 | 0.57353 | 0.57353 | 0.75156 | 0.84996
5 | 18 | 19 | 253.6 | 229.8 | 229.8 | 377 | 472.2 | 2024-05-18 19:00 | 0.7586 | 0.62582 | 0.62582 | 0.75779 | 0.92011
5 | 18 | 20 | 227.6 | 232.8 | 232.8 | 414.5 | 513.2 | 2024-05-18 20:00 | 0.68083 | 0.63399 | 0.63399 | 0.83317 | 1
5 | 18 | 21 | 253.3 | 244.9 | 244.9 | 421.6 | 511.2 | 2024-05-18 21:00 | 0.7577 | 0.66694 | 0.66694 | 0.84744 | 0.9961
5 | 18 | 22 | 242.7 | 229.9 | 229.9 | 400.3 | 478.2 | 2024-05-18 22:00 | 0.72599 | 0.62609 | 0.62609 | 0.80462 | 0.9318
5 | 18 | 23 | 249.5 | 228.9 | 228.9 | 386.4 | 452.7 | 2024-05-18 23:00 | 0.74634 | 0.62337 | 0.62337 | 0.77668 | 0.88211
5 | 19 | 0 | 204.5 | 240 | 240 | 289.7 | 433.2 | 2024-05-19 | 0.61173 | 0.65359 | 0.65359 | 0.58231 | 0.84412
5 | 19 | 1 | 197.2 | 236.8 | 236.8 | 307.7 | 383 | 2024-05-19 01:00 | 0.58989 | 0.64488 | 0.64488 | 0.61849 | 0.7463
5 | 19 | 2 | 193.4 | 231.9 | 231.9 | 313.3 | 386 | 2024-05-19 02:00 | 0.57852 | 0.63154 | 0.63154 | 0.62975 | 0.75214
5 | 19 | 3 | 190.5 | 230 | 230 | 303.4 | 386 | 2024-05-19 03:00 | 0.56985 | 0.62636 | 0.62636 | 0.60985 | 0.75214
5 | 19 | 4 | 181.6 | 237.1 | 237.1 | 312.3 | 377 | 2024-05-19 04:00 | 0.54322 | 0.6457 | 0.6457 | 0.62774 | 0.73461
5 | 19 | 5 | 184.5 | 232 | 232 | 319.4 | 386 | 2024-05-19 05:00 | 0.5519 | 0.63181 | 0.63181 | 0.64201 | 0.75214
5 | 19 | 6 | 188.6 | 220.9 | 220.9 | 336.3 | 404 | 2024-05-19 06:00 | 0.56416 | 0.60158 | 0.60158 | 0.67598 | 0.78722
5 | 19 | 7 | 171.5 | 134 | 134 | 320.8 | 391 | 2024-05-19 07:00 | 0.51301 | 0.36492 | 0.36492 | 0.64482 | 0.76189
5 | 19 | 8 | 108.1 | 136 | 136 | 302.3 | 383 | 2024-05-19 08:00 | 0.32336 | 0.37037 | 0.37037 | 0.60764 | 0.7463
5 | 19 | 9 | 109.5 | 141.8 | 141.8 | 289.3 | 395 | 2024-05-19 09:00 | 0.32755 | 0.38617 | 0.38617 | 0.58151 | 0.76968
5 | 19 | 10 | 100.5 | 141.8 | 141.8 | 308.4 | 396 | 2024-05-19 10:00 | 0.30063 | 0.38617 | 0.38617 | 0.6199 | 0.77163
5 | 19 | 11 | 106.6 | 137.9 | 137.9 | 316.4 | 424 | 2024-05-19 11:00 | 0.31888 | 0.37554 | 0.37554 | 0.63598 | 0.82619
5 | 19 | 12 | 108.7 | 126.6 | 126.6 | 324.4 | 426 | 2024-05-19 12:00 | 0.32516 | 0.34477 | 0.34477 | 0.65206 | 0.83009
5 | 19 | 13 | 108.5 | 140.2 | 140.2 | 315.4 | 413 | 2024-05-19 13:00 | 0.32456 | 0.38181 | 0.38181 | 0.63397 | 0.80475
5 | 19 | 14 | 108.4 | 201 | 201 | 321.4 | 418 | 2024-05-19 14:00 | 0.32426 | 0.54739 | 0.54739 | 0.64603 | 0.8145
5 | 19 | 15 | 157 | 197.2 | 197.2 | 329.4 | 412 | 2024-05-19 15:00 | 0.46964 | 0.53704 | 0.53704 | 0.66211 | 0.80281
5 | 19 | 16 | 154.8 | 208.9 | 208.9 | 329.5 | 410 | 2024-05-19 16:00 | 0.46306 | 0.5689 | 0.5689 | 0.66231 | 0.79891
5 | 19 | 17 | 181.1 | 211.9 | 211.9 | 368.1 | 445.2 | 2024-05-19 17:00 | 0.54173 | 0.57707 | 0.57707 | 0.7399 | 0.8675
5 | 19 | 18 | 230.9 | 218.7 | 218.7 | 396.3 | 425.7 | 2024-05-19 18:00 | 0.6907 | 0.59559 | 0.59559 | 0.79658 | 0.8295
5 | 19 | 19 | 269.8 | 245.6 | 245.6 | 441 | 506.2 | 2024-05-19 19:00 | 0.80706 | 0.66885 | 0.66885 | 0.88643 | 0.98636
5 | 19 | 20 | 269.7 | 246.6 | 246.6 | 449.4 | 511.2 | 2024-05-19 20:00 | 0.80676 | 0.67157 | 0.67157 | 0.90332 | 0.9961
5 | 19 | 21 | 267.7 | 248.6 | 248.6 | 451 | 462.2 | 2024-05-19 21:00 | 0.80078 | 0.67702 | 0.67702 | 0.90653 | 0.90062
5 | 19 | 22 | 254.7 | 251.3 | 251.3 | 438.6 | 475.2 | 2024-05-19 22:00 | 0.76189 | 0.68437 | 0.68437 | 0.88161 | 0.92595
5 | 19 | 23 | 240.6 | 244 | 244 | 415.6 | 439.2 | 2024-05-19 23:00 | 0.71971 | 0.66449 | 0.66449 | 0.83538 | 0.85581
5 | 20 | 0 | 210.3 | 235.2 | 235.2 | 365.6 | 428.7 | 2024-05-20 | 0.62908 | 0.64052 | 0.64052 | 0.73487 | 0.83535
5 | 20 | 1 | 193.3 | 235.2 | 235.2 | 369.3 | 413.7 | 2024-05-20 01:00 | 0.57822 | 0.64052 | 0.64052 | 0.74231 | 0.80612
5 | 20 | 2 | 200.2 | 229.2 | 229.2 | 362.4 | 406.7 | 2024-05-20 02:00 | 0.59886 | 0.62418 | 0.62418 | 0.72844 | 0.79248
5 | 20 | 3 | 196.2 | 228.2 | 228.2 | 363.4 | 389.7 | 2024-05-20 03:00 | 0.5869 | 0.62146 | 0.62146 | 0.73045 | 0.75935
5 | 20 | 4 | 194.5 | 225.2 | 225.2 | 324.4 | 387.7 | 2024-05-20 04:00 | 0.58181 | 0.61329 | 0.61329 | 0.65206 | 0.75546
5 | 20 | 5 | 199.5 | 219.8 | 219.8 | 374.4 | 397.7 | 2024-05-20 05:00 | 0.59677 | 0.59858 | 0.59858 | 0.75256 | 0.77494
5 | 20 | 6 | 155.7 | 204.7 | 204.7 | 365.2 | 417.7 | 2024-05-20 06:00 | 0.46575 | 0.55746 | 0.55746 | 0.73407 | 0.81391
5 | 20 | 7 | 149.1 | 126.7 | 126.7 | 345.1 | 424.2 | 2024-05-20 07:00 | 0.44601 | 0.34504 | 0.34504 | 0.69367 | 0.82658
5 | 20 | 8 | 99.2 | 130.7 | 130.7 | 353.2 | 414.2 | 2024-05-20 08:00 | 0.29674 | 0.35594 | 0.35594 | 0.70995 | 0.80709
5 | 20 | 9 | 102.2 | 129.7 | 129.7 | 337.2 | 403.2 | 2024-05-20 09:00 | 0.30571 | 0.35321 | 0.35321 | 0.67779 | 0.78566
5 | 20 | 10 | 99.5 | 128.3 | 128.3 | 334.2 | 412.2 | 2024-05-20 10:00 | 0.29764 | 0.3494 | 0.3494 | 0.67176 | 0.8032
5 | 20 | 11 | 94.7 | 131.3 | 131.3 | 339.2 | 405.2 | 2024-05-20 11:00 | 0.28328 | 0.35757 | 0.35757 | 0.68181 | 0.78956
5 | 20 | 12 | 96.3 | 131.9 | 131.9 | 351.2 | 423.2 | 2024-05-20 12:00 | 0.28806 | 0.3592 | 0.3592 | 0.70593 | 0.82463
5 | 20 | 13 | 91.4 | 126.9 | 126.9 | 351.2 | 421.2 | 2024-05-20 13:00 | 0.27341 | 0.34559 | 0.34559 | 0.70593 | 0.82073
5 | 20 | 14 | 53.5 | 167.9 | 167.9 | 358 | 421.2 | 2024-05-20 14:00 | 0.16004 | 0.45724 | 0.45724 | 0.7196 | 0.82073
5 | 20 | 15 | 0 | 209.2 | 209.2 | 375 | 423.7 | 2024-05-20 15:00 | 0 | 0.56972 | 0.56972 | 0.75377 | 0.8256
5 | 20 | 16 | 28.8 | 207.8 | 207.8 | 380.6 | 408.7 | 2024-05-20 16:00 | 0.08615 | 0.5659 | 0.5659 | 0.76503 | 0.79638
5 | 20 | 17 | 132.5 | 219.4 | 219.4 | 388.7 | 413.2 | 2024-05-20 17:00 | 0.39635 | 0.59749 | 0.59749 | 0.78131 | 0.80514
5 | 20 | 18 | 110.5 | 254.4 | 254.4 | 405.8 | 450.2 | 2024-05-20 18:00 | 0.33054 | 0.69281 | 0.69281 | 0.81568 | 0.87724
5 | 20 | 19 | 0 | 262.1 | 262.1 | 452.6 | 341.2 | 2024-05-20 19:00 | 0 | 0.71378 | 0.71378 | 0.90975 | 0.66485
5 | 20 | 20 | 149.7 | 259.4 | 259.4 | 468.1 | 497.2 | 2024-05-20 20:00 | 0.4478 | 0.70643 | 0.70643 | 0.9409 | 0.96882
5 | 20 | 21 | 217.2 | 257.2 | 257.2 | 455.5 | 459.2 | 2024-05-20 21:00 | 0.64972 | 0.70044 | 0.70044 | 0.91558 | 0.89478
5 | 20 | 22 | 221.3 | 254.3 | 254.3 | 434.6 | 449.2 | 2024-05-20 22:00 | 0.66198 | 0.69254 | 0.69254 | 0.87357 | 0.87529
5 | 20 | 23 | 221.3 | 254.2 | 254.2 | 294.3 | 461.2 | 2024-05-20 23:00 | 0.66198 | 0.69227 | 0.69227 | 0.59156 | 0.89867
5 | 21 | 0 | 193.2 | 245.1 | 245.1 | 173.3 | 433.7 | 2024-05-21 | 0.57792 | 0.66748 | 0.66748 | 0.34834 | 0.84509
5 | 21 | 1 | 198.3 | 239.6 | 239.6 | 274.3 | 410.7 | 2024-05-21 01:00 | 0.59318 | 0.65251 | 0.65251 | 0.55136 | 0.80027
5 | 21 | 2 | 209.1 | 241.7 | 241.7 | 281.9 | 403.7 | 2024-05-21 02:00 | 0.62549 | 0.65822 | 0.65822 | 0.56663 | 0.78663
5 | 21 | 3 | 203.5 | 243.1 | 243.1 | 277.8 | 398.7 | 2024-05-21 03:00 | 0.60873 | 0.66204 | 0.66204 | 0.55839 | 0.77689
5 | 21 | 4 | 191.9 | 241.2 | 241.2 | 309.9 | 391.7 | 2024-05-21 04:00 | 0.57404 | 0.65686 | 0.65686 | 0.62291 | 0.76325
5 | 21 | 5 | 197.7 | 227.8 | 227.8 | 314.8 | 416.7 | 2024-05-21 05:00 | 0.59138 | 0.62037 | 0.62037 | 0.63276 | 0.81196
5 | 21 | 6 | 197.6 | 209.9 | 209.9 | 335.9 | 382.7 | 2024-05-21 06:00 | 0.59109 | 0.57162 | 0.57162 | 0.67518 | 0.74571
5 | 21 | 7 | 155.4 | 163.4 | 163.4 | 290.5 | 398.4 | 2024-05-21 07:00 | 0.46485 | 0.44499 | 0.44499 | 0.58392 | 0.77631
5 | 21 | 8 | 155 | 129.9 | 129.9 | 293.8 | 386.4 | 2024-05-21 08:00 | 0.46366 | 0.35376 | 0.35376 | 0.59055 | 0.75292
5 | 21 | 9 | 106.8 | 127.1 | 127.1 | 292.6 | 300.4 | 2024-05-21 09:00 | 0.31947 | 0.34613 | 0.34613 | 0.58814 | 0.58535
5 | 21 | 10 | 106.7 | 128.1 | 128.1 | 298.6 | 128 | 2024-05-21 10:00 | 0.31917 | 0.34886 | 0.34886 | 0.6002 | 0.24942
5 | 21 | 11 | 105.3 | 128.1 | 128.1 | 297.6 | 242 | 2024-05-21 11:00 | 0.31499 | 0.34886 | 0.34886 | 0.59819 | 0.47155
5 | 21 | 12 | 99.5 | 128.1 | 128.1 | 305.6 | 253 | 2024-05-21 12:00 | 0.29764 | 0.34886 | 0.34886 | 0.61427 | 0.49299
5 | 21 | 13 | 98.9 | 129.1 | 129.1 | 299.6 | 234 | 2024-05-21 13:00 | 0.29584 | 0.35158 | 0.35158 | 0.60221 | 0.45596
5 | 21 | 14 | 106.3 | 161.1 | 161.1 | 309.6 | 259 | 2024-05-21 14:00 | 0.31798 | 0.43873 | 0.43873 | 0.62231 | 0.50468
5 | 21 | 15 | 135 | 163.6 | 163.6 | 318.1 | 270 | 2024-05-21 15:00 | 0.40383 | 0.44553 | 0.44553 | 0.6394 | 0.52611
5 | 21 | 16 | 129.1 | 193.8 | 193.8 | 351.3 | 270 | 2024-05-21 16:00 | 0.38618 | 0.52778 | 0.52778 | 0.70613 | 0.52611
5 | 21 | 17 | 195.5 | 226.4 | 226.4 | 343.5 | 295.1 | 2024-05-21 17:00 | 0.5848 | 0.61656 | 0.61656 | 0.69045 | 0.57502
5 | 21 | 18 | 243.5 | 249.6 | 249.6 | 366.5 | 365.1 | 2024-05-21 18:00 | 0.72839 | 0.67974 | 0.67974 | 0.73668 | 0.71142
5 | 21 | 19 | 265.4 | 262.7 | 262.7 | 415.9 | 448.1 | 2024-05-21 19:00 | 0.7939 | 0.71541 | 0.71541 | 0.83598 | 0.87315
5 | 21 | 20 | 272.2 | 253.7 | 253.7 | 434.4 | 422.1 | 2024-05-21 20:00 | 0.81424 | 0.6909 | 0.6909 | 0.87317 | 0.82249
5 | 21 | 21 | 258.1 | 256.7 | 256.7 | 434.3 | 404.1 | 2024-05-21 21:00 | 0.77206 | 0.69907 | 0.69907 | 0.87296 | 0.78741
5 | 21 | 22 | 249.2 | 256.7 | 256.7 | 422.4 | 398.1 | 2024-05-21 22:00 | 0.74544 | 0.69907 | 0.69907 | 0.84905 | 0.77572
5 | 21 | 23 | 239.9 | 239.7 | 239.7 | 418.4 | 372.1 | 2024-05-21 23:00 | 0.71762 | 0.65278 | 0.65278 | 0.84101 | 0.72506
5 | 22 | 0 | 212.1 | 244.4 | 244.4 | 366.5 | 354.2 | 2024-05-22 | 0.63446 | 0.66558 | 0.66558 | 0.73668 | 0.69018
5 | 22 | 1 | 212.2 | 229.4 | 229.4 | 350 | 349.2 | 2024-05-22 01:00 | 0.63476 | 0.62473 | 0.62473 | 0.70352 | 0.68044
5 | 22 | 2 | 201.2 | 232.4 | 232.4 | 331 | 338.2 | 2024-05-22 02:00 | 0.60185 | 0.6329 | 0.6329 | 0.66533 | 0.659
5 | 22 | 3 | 195 | 237.4 | 237.4 | 324 | 330.2 | 2024-05-22 03:00 | 0.58331 | 0.64651 | 0.64651 | 0.65126 | 0.64341
5 | 22 | 4 | 198 | 230.4 | 230.4 | 325 | 329.2 | 2024-05-22 04:00 | 0.59228 | 0.62745 | 0.62745 | 0.65327 | 0.64147
5 | 22 | 5 | 219.3 | 223.4 | 223.4 | 324 | 338.2 | 2024-05-22 05:00 | 0.656 | 0.60839 | 0.60839 | 0.65126 | 0.659
5 | 22 | 6 | 209.2 | 217.4 | 217.4 | 336 | 351.2 | 2024-05-22 06:00 | 0.62579 | 0.59205 | 0.59205 | 0.67538 | 0.68433
5 | 22 | 7 | 197.6 | 131.8 | 131.8 | 330.6 | 343.2 | 2024-05-22 07:00 | 0.59109 | 0.35893 | 0.35893 | 0.66452 | 0.66875
5 | 22 | 8 | 157.5 | 127.6 | 127.6 | 320.4 | 342.2 | 2024-05-22 08:00 | 0.47113 | 0.34749 | 0.34749 | 0.64402 | 0.6668
5 | 22 | 9 | 124.3 | 131.9 | 131.9 | 325.9 | 333.2 | 2024-05-22 09:00 | 0.37182 | 0.3592 | 0.3592 | 0.65508 | 0.64926
5 | 22 | 10 | 125 | 132.8 | 132.8 | 324.5 | 344.2 | 2024-05-22 10:00 | 0.37392 | 0.36166 | 0.36166 | 0.65226 | 0.67069
5 | 22 | 11 | 128.8 | 132.9 | 132.9 | 335.1 | 343.2 | 2024-05-22 11:00 | 0.38528 | 0.36193 | 0.36193 | 0.67357 | 0.66875
5 | 22 | 12 | 130.6 | 90.9 | 90.9 | 340.1 | 355.7 | 2024-05-22 12:00 | 0.39067 | 0.24755 | 0.24755 | 0.68362 | 0.6931
5 | 22 | 13 | 127.8 | 129.5 | 129.5 | 333.1 | 368.7 | 2024-05-22 13:00 | 0.38229 | 0.35267 | 0.35267 | 0.66955 | 0.71843
5 | 22 | 14 | 131.6 | 137.5 | 137.5 | 345.1 | 373.7 | 2024-05-22 14:00 | 0.39366 | 0.37446 | 0.37446 | 0.69367 | 0.72818
5 | 22 | 15 | 131.6 | 142.4 | 142.4 | 350.5 | 353.7 | 2024-05-22 15:00 | 0.39366 | 0.3878 | 0.3878 | 0.70452 | 0.6892
5 | 22 | 16 | 165.5 | 180.4 | 180.4 | 347.5 | 373.7 | 2024-05-22 16:00 | 0.49506 | 0.49129 | 0.49129 | 0.69849 | 0.72818
5 | 22 | 17 | 190.3 | 203.7 | 203.7 | 363.9 | 390.7 | 2024-05-22 17:00 | 0.56925 | 0.55474 | 0.55474 | 0.73146 | 0.7613
5 | 22 | 18 | 242 | 237.5 | 237.5 | 366.2 | 379.2 | 2024-05-22 18:00 | 0.7239 | 0.64679 | 0.64679 | 0.73608 | 0.73889
5 | 22 | 19 | 268.8 | 252.9 | 252.9 | 422.1 | 464.2 | 2024-05-22 19:00 | 0.80407 | 0.68873 | 0.68873 | 0.84844 | 0.90452
5 | 22 | 20 | 273.3 | 260.4 | 260.4 | 433.1 | 460.2 | 2024-05-22 20:00 | 0.81753 | 0.70915 | 0.70915 | 0.87055 | 0.89673
5 | 22 | 21 | 269.1 | 265.2 | 265.2 | 448 | 437.2 | 2024-05-22 21:00 | 0.80497 | 0.72222 | 0.72222 | 0.9005 | 0.85191
5 | 22 | 22 | 252.3 | 259.3 | 259.3 | 433.8 | 420.2 | 2024-05-22 22:00 | 0.75471 | 0.70615 | 0.70615 | 0.87196 | 0.81878
5 | 22 | 23 | 251.4 | 253.7 | 253.7 | 434.8 | 397.7 | 2024-05-22 23:00 | 0.75202 | 0.6909 | 0.6909 | 0.87397 | 0.77494
5 | 23 | 0 | 220.4 | 252.1 | 252.1 | 369.4 | 299.7 | 2024-05-23 | 0.65929 | 0.68655 | 0.68655 | 0.74251 | 0.58398
5 | 23 | 1 | 196.4 | 242.3 | 242.3 | 376.2 | 292.7 | 2024-05-23 01:00 | 0.5875 | 0.65986 | 0.65986 | 0.75618 | 0.57034
5 | 23 | 2 | 196.8 | 241.1 | 241.1 | 355.1 | 283.7 | 2024-05-23 02:00 | 0.58869 | 0.65659 | 0.65659 | 0.71377 | 0.55281
5 | 23 | 3 | 182 | 238.6 | 238.6 | 350.3 | 278.7 | 2024-05-23 03:00 | 0.54442 | 0.64978 | 0.64978 | 0.70412 | 0.54306
5 | 23 | 4 | 183 | 249.2 | 249.2 | 329.1 | 279.7 | 2024-05-23 04:00 | 0.54741 | 0.67865 | 0.67865 | 0.66151 | 0.54501
5 | 23 | 5 | 196 | 237.3 | 237.3 | 349 | 296.7 | 2024-05-23 05:00 | 0.5863 | 0.64624 | 0.64624 | 0.70151 | 0.57814
5 | 23 | 6 | 196.6 | 234.4 | 234.4 | 346.2 | 300.7 | 2024-05-23 06:00 | 0.58809 | 0.63834 | 0.63834 | 0.69588 | 0.58593
5 | 23 | 7 | 185 | 159.3 | 159.3 | 347.1 | 280.7 | 2024-05-23 07:00 | 0.5534 | 0.43382 | 0.43382 | 0.69769 | 0.54696
5 | 23 | 8 | 129.7 | 135.2 | 135.2 | 341.2 | 361.2 | 2024-05-23 08:00 | 0.38797 | 0.36819 | 0.36819 | 0.68583 | 0.70382
5 | 23 | 9 | 119.2 | 120.2 | 120.2 | 315.6 | 353.2 | 2024-05-23 09:00 | 0.35657 | 0.32734 | 0.32734 | 0.63437 | 0.68823
5 | 23 | 10 | 113.6 | 132.3 | 132.3 | 287.6 | 360.2 | 2024-05-23 10:00 | 0.33981 | 0.36029 | 0.36029 | 0.57809 | 0.70187
5 | 23 | 11 | 118.5 | 131.4 | 131.4 | 306.6 | 380.2 | 2024-05-23 11:00 | 0.35447 | 0.35784 | 0.35784 | 0.61628 | 0.74084
5 | 23 | 12 | 118 | 128.4 | 128.4 | 313.6 | 388.2 | 2024-05-23 12:00 | 0.35298 | 0.34967 | 0.34967 | 0.63035 | 0.75643
5 | 23 | 13 | 119 | 116.7 | 116.7 | 325.6 | 397.7 | 2024-05-23 13:00 | 0.35597 | 0.31781 | 0.31781 | 0.65447 | 0.77494
5 | 23 | 14 | 123.1 | 170.2 | 170.2 | 350.6 | 389.7 | 2024-05-23 14:00 | 0.36823 | 0.46351 | 0.46351 | 0.70472 | 0.75935
5 | 23 | 15 | 165.3 | 195.5 | 195.5 | 343.6 | 402.7 | 2024-05-23 15:00 | 0.49447 | 0.53241 | 0.53241 | 0.69065 | 0.78468
5 | 23 | 16 | 158.2 | 194.5 | 194.5 | 337.6 | 388.7 | 2024-05-23 16:00 | 0.47323 | 0.52968 | 0.52968 | 0.67859 | 0.7574
5 | 23 | 17 | 161.7 | 204.5 | 204.5 | 371 | 445.7 | 2024-05-23 17:00 | 0.4837 | 0.55692 | 0.55692 | 0.74573 | 0.86847
5 | 23 | 18 | 247.7 | 239.4 | 239.4 | 387 | 438.7 | 2024-05-23 18:00 | 0.74095 | 0.65196 | 0.65196 | 0.77789 | 0.85483
5 | 23 | 19 | 276.3 | 251.4 | 251.4 | 428.6 | 485.7 | 2024-05-23 19:00 | 0.8265 | 0.68464 | 0.68464 | 0.86151 | 0.94641
5 | 23 | 20 | 276.6 | 252.9 | 252.9 | 425.3 | 474.7 | 2024-05-23 20:00 | 0.8274 | 0.68873 | 0.68873 | 0.85487 | 0.92498
5 | 23 | 21 | 272 | 245.4 | 245.4 | 423.3 | 483.7 | 2024-05-23 21:00 | 0.81364 | 0.6683 | 0.6683 | 0.85085 | 0.94252
5 | 23 | 22 | 272 | 248.8 | 248.8 | 406.4 | 460.7 | 2024-05-23 22:00 | 0.81364 | 0.67756 | 0.67756 | 0.81688 | 0.8977
5 | 23 | 23 | 271.9 | 240.8 | 240.8 | 394.7 | 434.7 | 2024-05-23 23:00 | 0.81334 | 0.65577 | 0.65577 | 0.79337 | 0.84704
5 | 24 | 0 | 269.7 | 252.4 | 252.4 | 368.9 | 396.8 | 2024-05-24 | 0.80676 | 0.68736 | 0.68736 | 0.74151 | 0.77319
5 | 24 | 1 | 244.9 | 249.1 | 249.1 | 359.9 | 384.8 | 2024-05-24 01:00 | 0.73258 | 0.67838 | 0.67838 | 0.72342 | 0.74981
5 | 24 | 2 | 240.7 | 249 | 249 | 345.8 | 374.8 | 2024-05-24 02:00 | 0.72001 | 0.6781 | 0.6781 | 0.69508 | 0.73032
5 | 24 | 3 | 239.9 | 250.3 | 250.3 | 340.6 | 367.8 | 2024-05-24 03:00 | 0.71762 | 0.68164 | 0.68164 | 0.68462 | 0.71668
5 | 24 | 4 | 239.5 | 244.2 | 244.2 | 340.7 | 370.8 | 2024-05-24 04:00 | 0.71642 | 0.66503 | 0.66503 | 0.68482 | 0.72253
5 | 24 | 5 | 252.7 | 235.8 | 235.8 | 350.6 | 379.8 | 2024-05-24 05:00 | 0.75591 | 0.64216 | 0.64216 | 0.70472 | 0.74006
5 | 24 | 6 | 222.9 | 213 | 213 | 365.6 | 401.8 | 2024-05-24 06:00 | 0.66677 | 0.58007 | 0.58007 | 0.73487 | 0.78293
5 | 24 | 7 | 217.4 | 173.2 | 173.2 | 341.8 | 372.2 | 2024-05-24 07:00 | 0.65031 | 0.47168 | 0.47168 | 0.68704 | 0.72525
5 | 24 | 8 | 123.3 | 129.7 | 129.7 | 338.4 | 375.2 | 2024-05-24 08:00 | 0.36883 | 0.35321 | 0.35321 | 0.6802 | 0.7311
5 | 24 | 9 | 110.9 | 135.9 | 135.9 | 330.1 | 379.2 | 2024-05-24 09:00 | 0.33174 | 0.3701 | 0.3701 | 0.66352 | 0.73889
5 | 24 | 10 | 118.1 | 138.2 | 138.2 | 316.1 | 383.2 | 2024-05-24 10:00 | 0.35328 | 0.37636 | 0.37636 | 0.63538 | 0.74669
5 | 24 | 11 | 117.7 | 138 | 138 | 304.6 | 375.9 | 2024-05-24 11:00 | 0.35208 | 0.37582 | 0.37582 | 0.61226 | 0.73246
5 | 24 | 12 | 117.3 | 139.3 | 139.3 | 312.6 | 372.9 | 2024-05-24 12:00 | 0.35088 | 0.37936 | 0.37936 | 0.62834 | 0.72662
5 | 24 | 13 | 152.7 | 136.9 | 136.9 | 320.6 | 380.5 | 2024-05-24 13:00 | 0.45678 | 0.37282 | 0.37282 | 0.64442 | 0.74143
5 | 24 | 14 | 183.6 | 191.2 | 191.2 | 333.4 | 392.8 | 2024-05-24 14:00 | 0.54921 | 0.5207 | 0.5207 | 0.67015 | 0.76539
5 | 24 | 15 | 141.3 | 194.6 | 194.6 | 338.4 | 391.8 | 2024-05-24 15:00 | 0.42267 | 0.52996 | 0.52996 | 0.6802 | 0.76345
5 | 24 | 16 | 160.2 | 202.3 | 202.3 | 352.5 | 388.1 | 2024-05-24 16:00 | 0.47921 | 0.55093 | 0.55093 | 0.70854 | 0.75624
5 | 24 | 17 | 158.4 | 209.5 | 209.5 | 385.3 | 417 | 2024-05-24 17:00 | 0.47383 | 0.57053 | 0.57053 | 0.77447 | 0.81255
5 | 24 | 18 | 220.2 | 246.9 | 246.9 | 400.6 | 454.7 | 2024-05-24 18:00 | 0.65869 | 0.67239 | 0.67239 | 0.80523 | 0.88601
5 | 24 | 19 | 179.2 | 262.7 | 262.7 | 441.2 | 481.1 | 2024-05-24 19:00 | 0.53605 | 0.71541 | 0.71541 | 0.88683 | 0.93745
5 | 24 | 20 | 242.4 | 263.3 | 263.3 | 473 | 479.4 | 2024-05-24 20:00 | 0.7251 | 0.71705 | 0.71705 | 0.95075 | 0.93414
5 | 24 | 21 | 245.5 | 271.1 | 271.1 | 445 | 474.2 | 2024-05-24 21:00 | 0.73437 | 0.73829 | 0.73829 | 0.89447 | 0.92401
5 | 24 | 22 | 244.5 | 261.2 | 261.2 | 403.9 | 426.2 | 2024-05-24 22:00 | 0.73138 | 0.71133 | 0.71133 | 0.81186 | 0.83048
5 | 24 | 23 | 249.5 | 252.9 | 252.9 | 250.1 | 326.2 | 2024-05-24 23:00 | 0.74634 | 0.68873 | 0.68873 | 0.50271 | 0.63562
5 | 25 | 0 | 221.5 | 252 | 252 | 284.3 | 359.5 | 2024-05-25 | 0.66258 | 0.68627 | 0.68627 | 0.57146 | 0.70051
5 | 25 | 1 | 218.4 | 239 | 239 | 318.3 | 355 | 2024-05-25 01:00 | 0.65331 | 0.65087 | 0.65087 | 0.6398 | 0.69174
5 | 25 | 2 | 205.1 | 243.9 | 243.9 | 316.3 | 345.5 | 2024-05-25 02:00 | 0.61352 | 0.66422 | 0.66422 | 0.63578 | 0.67323
5 | 25 | 3 | 210.3 | 244.9 | 244.9 | 316.3 | 249.7 | 2024-05-25 03:00 | 0.62908 | 0.66694 | 0.66694 | 0.63578 | 0.48655
5 | 25 | 4 | 209.2 | 251.2 | 251.2 | 318.3 | 232.1 | 2024-05-25 04:00 | 0.62579 | 0.6841 | 0.6841 | 0.6398 | 0.45226
5 | 25 | 5 | 213 | 244.2 | 244.2 | 322.3 | 269 | 2024-05-25 05:00 | 0.63715 | 0.66503 | 0.66503 | 0.64784 | 0.52416
5 | 25 | 6 | 224.1 | 235.5 | 235.5 | 326.3 | 287.7 | 2024-05-25 06:00 | 0.67036 | 0.64134 | 0.64134 | 0.65588 | 0.5606
5 | 25 | 7 | 211.7 | 140.4 | 140.4 | 330.1 | 306.1 | 2024-05-25 07:00 | 0.63326 | 0.38235 | 0.38235 | 0.66352 | 0.59645
5 | 25 | 8 | 153.3 | 133.4 | 133.4 | 326.1 | 312.6 | 2024-05-25 08:00 | 0.45857 | 0.36329 | 0.36329 | 0.65548 | 0.60912
5 | 25 | 9 | 158 | 132.6 | 132.6 | 313 | 310.5 | 2024-05-25 09:00 | 0.47263 | 0.36111 | 0.36111 | 0.62915 | 0.60503
5 | 25 | 10 | 156.8 | 124.6 | 124.6 | 309 | 331.4 | 2024-05-25 10:00 | 0.46904 | 0.33932 | 0.33932 | 0.62111 | 0.64575
5 | 25 | 11 | 150.5 | 130.1 | 130.1 | 314 | 337.5 | 2024-05-25 11:00 | 0.45019 | 0.3543 | 0.3543 | 0.63116 | 0.65764
5 | 25 | 12 | 144.5 | 129.1 | 129.1 | 309 | 345.5 | 2024-05-25 12:00 | 0.43225 | 0.35158 | 0.35158 | 0.62111 | 0.67323
5 | 25 | 13 | 153.6 | 118.4 | 118.4 | 333 | 353.4 | 2024-05-25 13:00 | 0.45947 | 0.32244 | 0.32244 | 0.66935 | 0.68862
5 | 25 | 14 | 145.1 | 169 | 169 | 321 | 353.4 | 2024-05-25 14:00 | 0.43404 | 0.46024 | 0.46024 | 0.64523 | 0.68862
5 | 25 | 15 | 147.9 | 111 | 111 | 333 | 344.1 | 2024-05-25 15:00 | 0.44242 | 0.30229 | 0.30229 | 0.66935 | 0.6705
5 | 25 | 16 | 143.5 | 86.6 | 86.6 | 358.1 | 354.5 | 2024-05-25 16:00 | 0.42926 | 0.23584 | 0.23584 | 0.7198 | 0.69076
5 | 25 | 17 | 136.8 | 0 | 0 | 363.4 | 378.3 | 2024-05-25 17:00 | 0.40921 | 0 | 0 | 0.73045 | 0.73714
5 | 25 | 18 | 202 | 0 | 0 | 388.2 | 395.1 | 2024-05-25 18:00 | 0.60425 | 0 | 0 | 0.7803 | 0.76988
5 | 25 | 19 | 269.8 | 50 | 50 | 401.8 | 447.1 | 2024-05-25 19:00 | 0.80706 | 0.13617 | 0.13617 | 0.80764 | 0.8712
5 | 25 | 20 | 268.6 | 111 | 111 | 427 | 448.8 | 2024-05-25 20:00 | 0.80347 | 0.30229 | 0.30229 | 0.85829 | 0.87451
5 | 25 | 21 | 268.2 | 163.4 | 163.4 | 437.2 | 436.2 | 2024-05-25 21:00 | 0.80227 | 0.44499 | 0.44499 | 0.87879 | 0.84996
5 | 25 | 22 | 262.4 | 176.5 | 176.5 | 417.4 | 418.4 | 2024-05-25 22:00 | 0.78492 | 0.48066 | 0.48066 | 0.83899 | 0.81528
5 | 25 | 23 | 250.4 | 205.5 | 205.5 | 373.3 | 372.3 | 2024-05-25 23:00 | 0.74903 | 0.55964 | 0.55964 | 0.75035 | 0.72545
5 | 26 | 0 | 236.1 | 249.7 | 249.7 | 351.5 | 343.8 | 2024-05-26 | 0.70625 | 0.68001 | 0.68001 | 0.70653 | 0.66991
5 | 26 | 1 | 227.1 | 255.9 | 255.9 | 375.7 | 341 | 2024-05-26 01:00 | 0.67933 | 0.6969 | 0.6969 | 0.75518 | 0.66446
5 | 26 | 2 | 222.3 | 251.7 | 251.7 | 353.1 | 333.8 | 2024-05-26 02:00 | 0.66497 | 0.68546 | 0.68546 | 0.70975 | 0.65043
5 | 26 | 3 | 221.5 | 241.3 | 241.3 | 354.1 | 326.8 | 2024-05-26 03:00 | 0.66258 | 0.65714 | 0.65714 | 0.71176 | 0.63679
5 | 26 | 4 | 217.1 | 231.3 | 231.3 | 342.1 | 311.6 | 2024-05-26 04:00 | 0.64942 | 0.6299 | 0.6299 | 0.68764 | 0.60717
5 | 26 | 5 | 224.2 | 246.4 | 246.4 | 356.1 | 314.6 | 2024-05-26 05:00 | 0.67066 | 0.67102 | 0.67102 | 0.71578 | 0.61302
5 | 26 | 6 | 222.4 | 236.5 | 236.5 | 361.3 | 357.1 | 2024-05-26 06:00 | 0.66527 | 0.64406 | 0.64406 | 0.72623 | 0.69583
5 | 26 | 7 | 221.4 | 190.5 | 190.5 | 341.4 | 350.8 | 2024-05-26 07:00 | 0.66228 | 0.51879 | 0.51879 | 0.68623 | 0.68355
5 | 26 | 8 | 197.4 | 200.3 | 200.3 | 329 | 340.8 | 2024-05-26 08:00 | 0.59049 | 0.54548 | 0.54548 | 0.66131 | 0.66407
5 | 26 | 9 | 185.3 | 195.8 | 195.8 | 331.1 | 336.9 | 2024-05-26 09:00 | 0.55429 | 0.53322 | 0.53322 | 0.66553 | 0.65647
5 | 26 | 10 | 120.1 | 94.3 | 94.3 | 323.6 | 353.9 | 2024-05-26 10:00 | 0.35926 | 0.25681 | 0.25681 | 0.65045 | 0.68959
5 | 26 | 11 | 117.1 | 83 | 83 | 331.6 | 368.8 | 2024-05-26 11:00 | 0.35028 | 0.22603 | 0.22603 | 0.66653 | 0.71863
5 | 26 | 12 | 122.5 | 87.2 | 87.2 | 316.6 | 386.9 | 2024-05-26 12:00 | 0.36644 | 0.23747 | 0.23747 | 0.63638 | 0.7539
5 | 26 | 13 | 120.7 | 87.2 | 87.2 | 319.6 | 384.9 | 2024-05-26 13:00 | 0.36105 | 0.23747 | 0.23747 | 0.64241 | 0.75
5 | 26 | 14 | 117.2 | 87 | 87 | 346.6 | 377.9 | 2024-05-26 14:00 | 0.35058 | 0.23693 | 0.23693 | 0.69668 | 0.73636
5 | 26 | 15 | 118.3 | 176.4 | 176.4 | 367.8 | 371.9 | 2024-05-26 15:00 | 0.35387 | 0.48039 | 0.48039 | 0.7393 | 0.72467
5 | 26 | 16 | 141.1 | 232.3 | 232.3 | 340.5 | 374.7 | 2024-05-26 16:00 | 0.42208 | 0.63263 | 0.63263 | 0.68442 | 0.73012
5 | 26 | 17 | 167.1 | 200.4 | 200.4 | 345.9 | 375.8 | 2024-05-26 17:00 | 0.49985 | 0.54575 | 0.54575 | 0.69528 | 0.73227
5 | 26 | 18 | 244.7 | 238.5 | 238.5 | 383.6 | 403.4 | 2024-05-26 18:00 | 0.73198 | 0.64951 | 0.64951 | 0.77106 | 0.78605
5 | 26 | 19 | 269.4 | 264.8 | 264.8 | 426.4 | 468.2 | 2024-05-26 19:00 | 0.80586 | 0.72113 | 0.72113 | 0.85709 | 0.91231
5 | 26 | 20 | 266.2 | 266.9 | 266.9 | 451.2 | 468.9 | 2024-05-26 20:00 | 0.79629 | 0.72685 | 0.72685 | 0.90693 | 0.91368
5 | 26 | 21 | 268.9 | 261.3 | 261.3 | 439.8 | 463 | 2024-05-26 21:00 | 0.80437 | 0.7116 | 0.7116 | 0.88402 | 0.90218
5 | 26 | 22 | 263.8 | 258.1 | 258.1 | 435.3 | 433.5 | 2024-05-26 22:00 | 0.78911 | 0.70289 | 0.70289 | 0.87497 | 0.8447
5 | 26 | 23 | 251.6 | 254.9 | 254.9 | 440.4 | 400.2 | 2024-05-26 23:00 | 0.75262 | 0.69417 | 0.69417 | 0.88523 | 0.77981
5 | 27 | 0 | 213.8 | 243 | 243 | 375.4 | 394.8 | 2024-05-27 | 0.63955 | 0.66176 | 0.66176 | 0.75457 | 0.76929
5 | 27 | 1 | 209.4 | 240.8 | 240.8 | 367.1 | 389.1 | 2024-05-27 01:00 | 0.62638 | 0.65577 | 0.65577 | 0.73789 | 0.75818
5 | 27 | 2 | 207.8 | 224 | 224 | 362.9 | 369.5 | 2024-05-27 02:00 | 0.6216 | 0.61002 | 0.61002 | 0.72945 | 0.71999
5 | 27 | 3 | 213.8 | 217.9 | 217.9 | 361.9 | 357.6 | 2024-05-27 03:00 | 0.63955 | 0.59341 | 0.59341 | 0.72744 | 0.6968
5 | 27 | 4 | 213.7 | 213.5 | 213.5 | 360.9 | 360 | 2024-05-27 04:00 | 0.63925 | 0.58143 | 0.58143 | 0.72543 | 0.70148
5 | 27 | 5 | 208.7 | 178.1 | 178.1 | 367.9 | 372.1 | 2024-05-27 05:00 | 0.62429 | 0.48502 | 0.48502 | 0.7395 | 0.72506
5 | 27 | 6 | 191.1 | 173.1 | 173.1 | 372.9 | 387.8 | 2024-05-27 06:00 | 0.57164 | 0.47141 | 0.47141 | 0.74955 | 0.75565
5 | 27 | 7 | 193 | 131.3 | 131.3 | 360.8 | 377.7 | 2024-05-27 07:00 | 0.57733 | 0.35757 | 0.35757 | 0.72523 | 0.73597
5 | 27 | 8 | 105.9 | 130 | 130 | 352 | 382.5 | 2024-05-27 08:00 | 0.31678 | 0.35403 | 0.35403 | 0.70754 | 0.74532
5 | 27 | 9 | 115.1 | 129.7 | 129.7 | 341.5 | 386.7 | 2024-05-27 09:00 | 0.3443 | 0.35321 | 0.35321 | 0.68643 | 0.75351
5 | 27 | 10 | 114.5 | 128.7 | 128.7 | 339.5 | 389.9 | 2024-05-27 10:00 | 0.34251 | 0.35049 | 0.35049 | 0.68241 | 0.75974
5 | 27 | 11 | 117 | 131.2 | 131.2 | 328.5 | 393.1 | 2024-05-27 11:00 | 0.34999 | 0.3573 | 0.3573 | 0.6603 | 0.76598
5 | 27 | 12 | 117.4 | 128.7 | 128.7 | 325.6 | 389.5 | 2024-05-27 12:00 | 0.35118 | 0.35049 | 0.35049 | 0.65447 | 0.75896
5 | 27 | 13 | 114 | 127.7 | 127.7 | 233.6 | 31.9 | 2024-05-27 13:00 | 0.34101 | 0.34777 | 0.34777 | 0.46955 | 0.062159
5 | 27 | 14 | 114.4 | 126.2 | 126.2 | 241.6 | 244.4 | 2024-05-27 14:00 | 0.34221 | 0.34368 | 0.34368 | 0.48563 | 0.47623
5 | 27 | 15 | 131.9 | 111.9 | 111.9 | 332.6 | 343.4 | 2024-05-27 15:00 | 0.39456 | 0.30474 | 0.30474 | 0.66854 | 0.66913
5 | 27 | 16 | 171.9 | 115.8 | 115.8 | 330.7 | 375.4 | 2024-05-27 16:00 | 0.51421 | 0.31536 | 0.31536 | 0.66472 | 0.73149
5 | 27 | 17 | 233 | 180.6 | 180.6 | 372.8 | 396.6 | 2024-05-27 17:00 | 0.69698 | 0.49183 | 0.49183 | 0.74935 | 0.7728
5 | 27 | 18 | 246.4 | 191.7 | 191.7 | 389.9 | 429.8 | 2024-05-27 18:00 | 0.73706 | 0.52206 | 0.52206 | 0.78372 | 0.83749
5 | 27 | 19 | 233.7 | 225.4 | 225.4 | 425.9 | 480.8 | 2024-05-27 19:00 | 0.69907 | 0.61383 | 0.61383 | 0.85608 | 0.93687
5 | 27 | 20 | 255.4 | 218.4 | 218.4 | 458.1 | 480.9 | 2024-05-27 20:00 | 0.76398 | 0.59477 | 0.59477 | 0.9208 | 0.93706
5 | 27 | 21 | 259.2 | 227.5 | 227.5 | 440.8 | 460.8 | 2024-05-27 21:00 | 0.77535 | 0.61955 | 0.61955 | 0.88603 | 0.8979
5 | 27 | 22 | 250.2 | 228.4 | 228.4 | 447.7 | 445.7 | 2024-05-27 22:00 | 0.74843 | 0.622 | 0.622 | 0.8999 | 0.86847
5 | 27 | 23 | 242.4 | 229.4 | 229.4 | 441.4 | 417.3 | 2024-05-27 23:00 | 0.7251 | 0.62473 | 0.62473 | 0.88724 | 0.81313
5 | 28 | 0 | 230.6 | 224.7 | 224.7 | 387.8 | 397.7 | 2024-05-28 | 0.6898 | 0.61193 | 0.61193 | 0.7795 | 0.77494
5 | 28 | 1 | 220.5 | 220.3 | 220.3 | 381.5 | 386.1 | 2024-05-28 01:00 | 0.65959 | 0.59995 | 0.59995 | 0.76683 | 0.75234
5 | 28 | 2 | 221.1 | 210.8 | 210.8 | 373.3 | 367 | 2024-05-28 02:00 | 0.66138 | 0.57407 | 0.57407 | 0.75035 | 0.71512
5 | 28 | 3 | 221.6 | 215.3 | 215.3 | 367.7 | 359.3 | 2024-05-28 03:00 | 0.66288 | 0.58633 | 0.58633 | 0.7391 | 0.70012
5 | 28 | 4 | 235.9 | 211.2 | 211.2 | 363 | 352.3 | 2024-05-28 04:00 | 0.70565 | 0.57516 | 0.57516 | 0.72965 | 0.68648
5 | 28 | 5 | 222.8 | 206.3 | 206.3 | 372.6 | 354.3 | 2024-05-28 05:00 | 0.66647 | 0.56182 | 0.56182 | 0.74894 | 0.69037
5 | 28 | 6 | 201.7 | 195.3 | 195.3 | 375.4 | 365.4 | 2024-05-28 06:00 | 0.60335 | 0.53186 | 0.53186 | 0.75457 | 0.712
5 | 28 | 7 | 197.2 | 138.4 | 138.4 | 251.5 | 370.6 | 2024-05-28 07:00 | 0.58989 | 0.37691 | 0.37691 | 0.50553 | 0.72214
5 | 28 | 8 | 138.8 | 94.5 | 94.5 | 251.5 | 375.6 | 2024-05-28 08:00 | 0.4152 | 0.25735 | 0.25735 | 0.50553 | 0.73188
5 | 28 | 9 | 136.7 | 80.9 | 80.9 | 285.5 | 367.6 | 2024-05-28 09:00 | 0.40891 | 0.22032 | 0.22032 | 0.57387 | 0.71629
5 | 28 | 10 | 137.3 | 82.8 | 82.8 | 318.3 | 386.5 | 2024-05-28 10:00 | 0.41071 | 0.22549 | 0.22549 | 0.6398 | 0.75312
5 | 28 | 11 | 137.2 | 74.8 | 74.8 | 318.4 | 372.6 | 2024-05-28 11:00 | 0.41041 | 0.2037 | 0.2037 | 0.64 | 0.72603
5 | 28 | 12 | 139.78 | 64.1 | 64.1 | 347.8 | 399.9 | 2024-05-28 12:00 | 0.41813 | 0.17456 | 0.17456 | 0.6991 | 0.77923
5 | 28 | 13 | 185.48 | 64.9 | 64.9 | 345.8 | 400.6 | 2024-05-28 13:00 | 0.55483 | 0.17674 | 0.17674 | 0.69508 | 0.78059
5 | 28 | 14 | 186.68 | 70.9 | 70.9 | 341.8 | 408.5 | 2024-05-28 14:00 | 0.55842 | 0.19308 | 0.19308 | 0.68704 | 0.79599
5 | 28 | 15 | 201.28 | 103.4 | 103.4 | 345.8 | 410.6 | 2024-05-28 15:00 | 0.60209 | 0.28159 | 0.28159 | 0.69508 | 0.80008
5 | 28 | 16 | 212.98 | 101 | 101 | 334.6 | 403.3 | 2024-05-28 16:00 | 0.63709 | 0.27505 | 0.27505 | 0.67256 | 0.78585
5 | 28 | 17 | 213.38 | 102.1 | 102.1 | 352.3 | 388.3 | 2024-05-28 17:00 | 0.63829 | 0.27805 | 0.27805 | 0.70814 | 0.75663
5 | 28 | 18 | 254.28 | 142.3 | 142.3 | 372.2 | 420.2 | 2024-05-28 18:00 | 0.76063 | 0.38753 | 0.38753 | 0.74814 | 0.81878
5 | 28 | 19 | 276.08 | 208.5 | 208.5 | 423.4 | 493 | 2024-05-28 19:00 | 0.82585 | 0.56781 | 0.56781 | 0.85106 | 0.96064
5 | 28 | 20 | 274.08 | 252.9 | 252.9 | 424.3 | 363.6 | 2024-05-28 20:00 | 0.81986 | 0.68873 | 0.68873 | 0.85286 | 0.7085
5 | 28 | 21 | 278.68 | 257.8 | 257.8 | 438.7 | 434.7 | 2024-05-28 21:00 | 0.83362 | 0.70207 | 0.70207 | 0.88181 | 0.84704
5 | 28 | 22 | 278.18 | 252.7 | 252.7 | 408.1 | 441.3 | 2024-05-28 22:00 | 0.83213 | 0.68818 | 0.68818 | 0.8203 | 0.8599
5 | 28 | 23 | 268.48 | 253.8 | 253.8 | 399.1 | 429 | 2024-05-28 23:00 | 0.80311 | 0.69118 | 0.69118 | 0.80221 | 0.83593
5 | 29 | 0 | 239.3 | 271 | 271 | 375.9 | 382.1 | 2024-05-29 | 0.71582 | 0.73802 | 0.73802 | 0.75558 | 0.74454
5 | 29 | 1 | 235 | 265.6 | 265.6 | 356.8 | 350 | 2024-05-29 01:00 | 0.70296 | 0.72331 | 0.72331 | 0.71719 | 0.682
5 | 29 | 2 | 230.2 | 258 | 258 | 341.7 | 352.2 | 2024-05-29 02:00 | 0.6886 | 0.70261 | 0.70261 | 0.68683 | 0.68628
5 | 29 | 3 | 231.5 | 246.5 | 246.5 | 338.8 | 348 | 2024-05-29 03:00 | 0.69249 | 0.6713 | 0.6713 | 0.68101 | 0.6781
5 | 29 | 4 | 247.2 | 249.3 | 249.3 | 334.7 | 346.8 | 2024-05-29 04:00 | 0.73946 | 0.67892 | 0.67892 | 0.67276 | 0.67576
5 | 29 | 5 | 243.1 | 241.5 | 241.5 | 338.8 | 352.8 | 2024-05-29 05:00 | 0.72719 | 0.65768 | 0.65768 | 0.68101 | 0.68745
5 | 29 | 6 | 208.3 | 230.6 | 230.6 | 353.7 | 359.2 | 2024-05-29 06:00 | 0.62309 | 0.628 | 0.628 | 0.71095 | 0.69992
5 | 29 | 7 | 197.7 | 167.2 | 167.2 | 355.7 | 382.7 | 2024-05-29 07:00 | 0.59138 | 0.45534 | 0.45534 | 0.71497 | 0.74571
5 | 29 | 8 | 127.9 | 130.1 | 130.1 | 350.6 | 356.7 | 2024-05-29 08:00 | 0.38259 | 0.3543 | 0.3543 | 0.70472 | 0.69505
5 | 29 | 9 | 117.8 | 106.2 | 106.2 | 328.6 | 364.7 | 2024-05-29 09:00 | 0.35238 | 0.28922 | 0.28922 | 0.6605 | 0.71064
5 | 29 | 10 | 108.5 | 102.1 | 102.1 | 305.9 | 380.8 | 2024-05-29 10:00 | 0.32456 | 0.27805 | 0.27805 | 0.61487 | 0.74201
5 | 29 | 11 | 122.7 | 106.8 | 106.8 | 330.9 | 387.7 | 2024-05-29 11:00 | 0.36704 | 0.29085 | 0.29085 | 0.66513 | 0.75546
5 | 29 | 12 | 123.7 | 104.8 | 104.8 | 330.6 | 399.5 | 2024-05-29 12:00 | 0.37003 | 0.2854 | 0.2854 | 0.66452 | 0.77845
5 | 29 | 13 | 171.7 | 138.8 | 138.8 | 321.6 | 405.3 | 2024-05-29 13:00 | 0.51361 | 0.378 | 0.378 | 0.64643 | 0.78975
5 | 29 | 14 | 174.1 | 155.4 | 155.4 | 338.6 | 409.3 | 2024-05-29 14:00 | 0.52079 | 0.4232 | 0.4232 | 0.6806 | 0.79754
5 | 29 | 15 | 170.6 | 146.7 | 146.7 | 346.8 | 404.5 | 2024-05-29 15:00 | 0.51032 | 0.39951 | 0.39951 | 0.69709 | 0.78819
5 | 29 | 16 | 158.3 | 186.2 | 186.2 | 372.8 | 402.7 | 2024-05-29 16:00 | 0.47353 | 0.50708 | 0.50708 | 0.74935 | 0.78468
5 | 29 | 17 | 165.2 | 218.5 | 218.5 | 348.7 | 408.1 | 2024-05-29 17:00 | 0.49417 | 0.59504 | 0.59504 | 0.7009 | 0.79521
5 | 29 | 18 | 261.3 | 238.8 | 238.8 | 376.3 | 413.8 | 2024-05-29 18:00 | 0.78163 | 0.65033 | 0.65033 | 0.75638 | 0.80631
5 | 29 | 19 | 275.8 | 259.7 | 259.7 | 436.7 | 480.5 | 2024-05-29 19:00 | 0.82501 | 0.70724 | 0.70724 | 0.87779 | 0.93628
5 | 29 | 20 | 277.2 | 265.9 | 265.9 | 452.1 | 457.7 | 2024-05-29 20:00 | 0.8292 | 0.72413 | 0.72413 | 0.90874 | 0.89186
5 | 29 | 21 | 146.3 | 265.8 | 265.8 | 437 | 242.8 | 2024-05-29 21:00 | 0.43763 | 0.72386 | 0.72386 | 0.87839 | 0.47311
5 | 29 | 22 | 51.2 | 253.5 | 253.5 | 420 | 376.3 | 2024-05-29 22:00 | 0.15316 | 0.69036 | 0.69036 | 0.84422 | 0.73324
5 | 29 | 23 | 194.5 | 244.6 | 244.6 | 285.4 | 153.6 | 2024-05-29 23:00 | 0.58181 | 0.66612 | 0.66612 | 0.57367 | 0.2993
5 | 30 | 0 | 233.7 | 247.4 | 247.4 | 314.8 | 257.8 | 2024-05-30 | 0.69907 | 0.67375 | 0.67375 | 0.63276 | 0.50234
5 | 30 | 1 | 219.6 | 246.6 | 246.6 | 329.3 | 268.9 | 2024-05-30 01:00 | 0.6569 | 0.67157 | 0.67157 | 0.66191 | 0.52397
5 | 30 | 2 | 215.8 | 243.8 | 243.8 | 319 | 278.9 | 2024-05-30 02:00 | 0.64553 | 0.66394 | 0.66394 | 0.64121 | 0.54345
5 | 30 | 3 | 211.8 | 244.3 | 244.3 | 316.8 | 273.2 | 2024-05-30 03:00 | 0.63356 | 0.66531 | 0.66531 | 0.63678 | 0.53235
5 | 30 | 4 | 214.6 | 252.1 | 252.1 | 314.9 | 279 | 2024-05-30 04:00 | 0.64194 | 0.68655 | 0.68655 | 0.63296 | 0.54365
5 | 30 | 5 | 207.9 | 249.2 | 249.2 | 318.8 | 291.8 | 2024-05-30 05:00 | 0.6219 | 0.67865 | 0.67865 | 0.6408 | 0.56859
5 | 30 | 6 | 185.4 | 258.3 | 258.3 | 320.8 | 302.4 | 2024-05-30 06:00 | 0.55459 | 0.70343 | 0.70343 | 0.64482 | 0.58924
5 | 30 | 7 | 178.4 | 222.3 | 222.3 | 333.5 | 296.6 | 2024-05-30 07:00 | 0.53365 | 0.60539 | 0.60539 | 0.67035 | 0.57794
5 | 30 | 8 | 89.9 | 128.3 | 128.3 | 307 | 292.4 | 2024-05-30 08:00 | 0.26892 | 0.3494 | 0.3494 | 0.61709 | 0.56976
5 | 30 | 9 | 92.5 | 129.3 | 129.3 | 333 | 307 | 2024-05-30 09:00 | 0.2767 | 0.35212 | 0.35212 | 0.66935 | 0.59821
5 | 30 | 10 | 93.3 | 129.8 | 129.8 | 310 | 320.6 | 2024-05-30 10:00 | 0.27909 | 0.35349 | 0.35349 | 0.62312 | 0.62471
5 | 30 | 11 | 91.6 | 128.8 | 128.8 | 316 | 343 | 2024-05-30 11:00 | 0.27401 | 0.35076 | 0.35076 | 0.63518 | 0.66836
5 | 30 | 12 | 87.9 | 127.8 | 127.8 | 323 | 357.2 | 2024-05-30 12:00 | 0.26294 | 0.34804 | 0.34804 | 0.64925 | 0.69602
5 | 30 | 13 | 112.2 | 151.8 | 151.8 | 309.8 | 377.1 | 2024-05-30 13:00 | 0.33563 | 0.4134 | 0.4134 | 0.62271 | 0.7348
5 | 30 | 14 | 128.1 | 187.8 | 187.8 | 305.8 | 380.3 | 2024-05-30 14:00 | 0.38319 | 0.51144 | 0.51144 | 0.61467 | 0.74104
5 | 30 | 15 | 141.8 | 173.4 | 173.4 | 317.7 | 403.2 | 2024-05-30 15:00 | 0.42417 | 0.47222 | 0.47222 | 0.63859 | 0.78566
5 | 30 | 16 | 146 | 190.7 | 190.7 | 312.8 | 396.3 | 2024-05-30 16:00 | 0.43673 | 0.51934 | 0.51934 | 0.62874 | 0.77221
5 | 30 | 17 | 186.9 | 206.7 | 206.7 | 353.2 | 404.3 | 2024-05-30 17:00 | 0.55908 | 0.56291 | 0.56291 | 0.70995 | 0.7878
5 | 30 | 18 | 268.2 | 229.2 | 229.2 | 374.2 | 441.6 | 2024-05-30 18:00 | 0.80227 | 0.62418 | 0.62418 | 0.75216 | 0.86048
5 | 30 | 19 | 273.1 | 262.1 | 262.1 | 440.6 | 461.6 | 2024-05-30 19:00 | 0.81693 | 0.71378 | 0.71378 | 0.88563 | 0.89945
5 | 30 | 20 | 273.3 | 260.4 | 260.4 | 427.9 | 484.5 | 2024-05-30 20:00 | 0.81753 | 0.70915 | 0.70915 | 0.8601 | 0.94408
5 | 30 | 21 | 272.7 | 258.6 | 258.6 | 426.8 | 473.6 | 2024-05-30 21:00 | 0.81573 | 0.70425 | 0.70425 | 0.85789 | 0.92284
5 | 30 | 22 | 262.2 | 257.3 | 257.3 | 352.3 | 445.7 | 2024-05-30 22:00 | 0.78433 | 0.70071 | 0.70071 | 0.70814 | 0.86847
5 | 30 | 23 | 262.3 | 251.5 | 251.5 | 335.9 | 421.4 | 2024-05-30 23:00 | 0.78462 | 0.68491 | 0.68491 | 0.67518 | 0.82112
5 | 31 | 0 | 258.45 | 255.7 | 255.7 | 314.3 | 374 | 2024-05-31 | 0.77311 | 0.69635 | 0.69635 | 0.63176 | 0.72876
5 | 31 | 1 | 199.75 | 252.8 | 252.8 | 317.2 | 358 | 2024-05-31 01:00 | 0.59752 | 0.68845 | 0.68845 | 0.63759 | 0.69758
5 | 31 | 2 | 201.15 | 248.2 | 248.2 | 311.3 | 342 | 2024-05-31 02:00 | 0.60171 | 0.67593 | 0.67593 | 0.62573 | 0.66641
5 | 31 | 3 | 186.65 | 241.4 | 241.4 | 311.2 | 184 | 2024-05-31 03:00 | 0.55833 | 0.65741 | 0.65741 | 0.62553 | 0.35853
5 | 31 | 4 | 190.35 | 246.2 | 246.2 | 311.3 | 139 | 2024-05-31 04:00 | 0.5694 | 0.67048 | 0.67048 | 0.62573 | 0.27085
5 | 31 | 5 | 187.95 | 242.6 | 242.6 | 321.2 | 191 | 2024-05-31 05:00 | 0.56222 | 0.66068 | 0.66068 | 0.64563 | 0.37217
5 | 31 | 6 | 186.15 | 178.9 | 178.9 | 345.2 | 236 | 2024-05-31 06:00 | 0.55684 | 0.4872 | 0.4872 | 0.69387 | 0.45986
5 | 31 | 7 | 184.65 | 170.6 | 170.6 | 311.3 | 241 | 2024-05-31 07:00 | 0.55235 | 0.4646 | 0.4646 | 0.62573 | 0.4696
5 | 31 | 8 | 131.15 | 149.4 | 149.4 | 334.8 | 247 | 2024-05-31 08:00 | 0.39231 | 0.40686 | 0.40686 | 0.67296 | 0.48129
5 | 31 | 9 | 105 | 134.1 | 134.1 | 331.8 | 249 | 2024-05-31 09:00 | 0.31409 | 0.3652 | 0.3652 | 0.66693 | 0.48519
5 | 31 | 10 | 92.5 | 131.9 | 131.9 | 325.8 | 245 | 2024-05-31 10:00 | 0.2767 | 0.3592 | 0.3592 | 0.65487 | 0.4774
5 | 31 | 11 | 94.2 | 130.7 | 130.7 | 325.8 | 271 | 2024-05-31 11:00 | 0.28178 | 0.35594 | 0.35594 | 0.65487 | 0.52806
5 | 31 | 12 | 96.8 | 130.9 | 130.9 | 334.8 | 283 | 2024-05-31 12:00 | 0.28956 | 0.35648 | 0.35648 | 0.67296 | 0.55144
5 | 31 | 13 | 97 | 131.1 | 131.1 | 329.8 | 278 | 2024-05-31 13:00 | 0.29016 | 0.35703 | 0.35703 | 0.66291 | 0.5417
5 | 31 | 14 | 148.7 | 183.3 | 183.3 | 342.8 | 296 | 2024-05-31 14:00 | 0.44481 | 0.49918 | 0.49918 | 0.68905 | 0.57677
5 | 31 | 15 | 131.4 | 182.2 | 182.2 | 336.8 | 297 | 2024-05-31 15:00 | 0.39306 | 0.49619 | 0.49619 | 0.67698 | 0.57872
5 | 31 | 16 | 135.7 | 204.5 | 204.5 | 347.6 | 298.9 | 2024-05-31 16:00 | 0.40592 | 0.55692 | 0.55692 | 0.69869 | 0.58242
5 | 31 | 17 | 172.6 | 207.2 | 207.2 | 363.9 | 256.9 | 2024-05-31 17:00 | 0.5163 | 0.56427 | 0.56427 | 0.73146 | 0.50058
5 | 31 | 18 | 273.15 | 234.3 | 234.3 | 402.3 | 312.3 | 2024-05-31 18:00 | 0.81708 | 0.63807 | 0.63807 | 0.80864 | 0.60853
5 | 31 | 19 | 265.7 | 264 | 264 | 438.8 | 317.4 | 2024-05-31 19:00 | 0.7948 | 0.71895 | 0.71895 | 0.88201 | 0.61847
5 | 31 | 20 | 269.7 | 256 | 256 | 456.7 | 429 | 2024-05-31 20:00 | 0.80676 | 0.69717 | 0.69717 | 0.91799 | 0.83593
5 | 31 | 21 | 269.5 | 267.2 | 267.2 | 439.8 | 434.7 | 2024-05-31 21:00 | 0.80616 | 0.72767 | 0.72767 | 0.88402 | 0.84704
5 | 31 | 22 | 263 | 265.9 | 265.9 | 420.6 | 420.2 | 2024-05-31 22:00 | 0.78672 | 0.72413 | 0.72413 | 0.84543 | 0.81878
5 | 31 | 23 | 257.55 | 266.3 | 266.3 | 427.2 | 389 | 2024-05-31 23:00 | 0.77042 | 0.72522 | 0.72522 | 0.85869 | 0.75799
6 | 1 | 0 | 211.3 | 256.9 | 256.9 | 342.8 | 360.3 | 2024-06-01 | 0.63207 | 0.69962 | 0.69962 | 0.68905 | 0.70207
6 | 1 | 1 | 203.05 | 249.98 | 249.98 | 355.9 | 352.7 | 2024-06-01 01:00 | 0.60739 | 0.68077 | 0.68077 | 0.71538 | 0.68726
6 | 1 | 2 | 205.1 | 34.7 | 34.7 | 352.8 | 353.4 | 2024-06-01 02:00 | 0.61352 | 0.094499 | 0.094499 | 0.70915 | 0.68862
6 | 1 | 3 | 209.5 | 52 | 52 | 347.8 | 344.2 | 2024-06-01 03:00 | 0.62668 | 0.14161 | 0.14161 | 0.6991 | 0.67069
6 | 1 | 4 | 220.1 | 155.1 | 155.1 | 346.9 | 330.2 | 2024-06-01 04:00 | 0.65839 | 0.42239 | 0.42239 | 0.69729 | 0.64341
6 | 1 | 5 | 209.3 | 209.5 | 209.5 | 358.8 | 338.2 | 2024-06-01 05:00 | 0.62608 | 0.57053 | 0.57053 | 0.72121 | 0.659
6 | 1 | 6 | 203 | 201.5 | 201.5 | 367.9 | 360.1 | 2024-06-01 06:00 | 0.60724 | 0.54875 | 0.54875 | 0.7395 | 0.70168
6 | 1 | 7 | 170.7 | 210.8 | 210.8 | 341.1 | 344.5 | 2024-06-01 07:00 | 0.51062 | 0.57407 | 0.57407 | 0.68563 | 0.67128
6 | 1 | 8 | 123.2 | 162.1 | 162.1 | 349.6 | 355.5 | 2024-06-01 08:00 | 0.36853 | 0.44145 | 0.44145 | 0.70271 | 0.69271
6 | 1 | 9 | 80.1 | 160.1 | 160.1 | 344.1 | 346.6 | 2024-06-01 09:00 | 0.23961 | 0.436 | 0.436 | 0.69166 | 0.67537
6 | 1 | 10 | 72.3 | 106.1 | 106.1 | 347.1 | 350.1 | 2024-06-01 10:00 | 0.21627 | 0.28894 | 0.28894 | 0.69769 | 0.68219
6 | 1 | 11 | 78.35 | 113.1 | 113.1 | 337.1 | 355.9 | 2024-06-01 11:00 | 0.23437 | 0.30801 | 0.30801 | 0.67759 | 0.69349
6 | 1 | 12 | 87.2 | 112.3 | 112.3 | 345.1 | 325.3 | 2024-06-01 12:00 | 0.26084 | 0.30583 | 0.30583 | 0.69367 | 0.63387
6 | 1 | 13 | 85.85 | 123.4 | 123.4 | 345.1 | 326 | 2024-06-01 13:00 | 0.25681 | 0.33606 | 0.33606 | 0.69367 | 0.63523
6 | 1 | 14 | 137.65 | 150.9 | 150.9 | 347.1 | 343.2 | 2024-06-01 14:00 | 0.41176 | 0.41095 | 0.41095 | 0.69769 | 0.66875
6 | 1 | 15 | 123.85 | 181.6 | 181.6 | 360.1 | 351.2 | 2024-06-01 15:00 | 0.37048 | 0.49455 | 0.49455 | 0.72382 | 0.68433
6 | 1 | 16 | 103.4 | 191.4 | 191.4 | 358.3 | 358.2 | 2024-06-01 16:00 | 0.3093 | 0.52124 | 0.52124 | 0.7202 | 0.69797
6 | 1 | 17 | 93.8 | 202.6 | 202.6 | 393.9 | 409.3 | 2024-06-01 17:00 | 0.28059 | 0.55174 | 0.55174 | 0.79176 | 0.79754
6 | 1 | 18 | 56.1 | 263.9 | 263.9 | 391.9 | 421.2 | 2024-06-01 18:00 | 0.16781 | 0.71868 | 0.71868 | 0.78774 | 0.82073
6 | 1 | 19 | 123.1 | 270.2 | 270.2 | 430.2 | 466.9 | 2024-06-01 19:00 | 0.36823 | 0.73584 | 0.73584 | 0.86472 | 0.90978
6 | 1 | 20 | 270.9 | 43.7 | 43.7 | 463 | 481.1 | 2024-06-01 20:00 | 0.81035 | 0.11901 | 0.11901 | 0.93065 | 0.93745
6 | 1 | 21 | 252 | 96.2 | 96.2 | 460.6 | 474.3 | 2024-06-01 21:00 | 0.75381 | 0.26198 | 0.26198 | 0.92583 | 0.9242
6 | 1 | 22 | 247 | 201.7 | 201.7 | 433.1 | 451.3 | 2024-06-01 22:00 | 0.73886 | 0.54929 | 0.54929 | 0.87055 | 0.87938
6 | 1 | 23 | 129.5 | 242.9 | 242.9 | 398.4 | 440.8 | 2024-06-01 23:00 | 0.38738 | 0.66149 | 0.66149 | 0.8008 | 0.85892
6 | 2 | 0 | 11.15 | 242.8 | 242.8 | 373.5 | 392.9 | 2024-06-02 | 0.033353 | 0.66122 | 0.66122 | 0.75075 | 0.76559
6 | 2 | 1 | 113.25 | 238.3 | 238.3 | 376.4 | 376 | 2024-06-02 01:00 | 0.33877 | 0.64897 | 0.64897 | 0.75658 | 0.73266
6 | 2 | 2 | 188.15 | 212.2 | 212.2 | 353.4 | 361.6 | 2024-06-02 02:00 | 0.56282 | 0.57789 | 0.57789 | 0.71035 | 0.7046
6 | 2 | 3 | 207.35 | 214.3 | 214.3 | 347.3 | 358.4 | 2024-06-02 03:00 | 0.62025 | 0.58361 | 0.58361 | 0.69809 | 0.69836
6 | 2 | 4 | 223.25 | 244 | 244 | 367.2 | 356.4 | 2024-06-02 04:00 | 0.66781 | 0.66449 | 0.66449 | 0.73809 | 0.69447
6 | 2 | 5 | 200.85 | 248.7 | 248.7 | 345.2 | 364.5 | 2024-06-02 05:00 | 0.60081 | 0.67729 | 0.67729 | 0.69387 | 0.71025
6 | 2 | 6 | 195.05 | 235.7 | 235.7 | 363.2 | 384.6 | 2024-06-02 06:00 | 0.58346 | 0.64188 | 0.64188 | 0.73005 | 0.74942
6 | 2 | 7 | 192.25 | 247.9 | 247.9 | 323.7 | 381.7 | 2024-06-02 07:00 | 0.57508 | 0.67511 | 0.67511 | 0.65065 | 0.74376
6 | 2 | 8 | 159.65 | 224.2 | 224.2 | 328.7 | 383.3 | 2024-06-02 08:00 | 0.47757 | 0.61057 | 0.61057 | 0.6607 | 0.74688
6 | 2 | 9 | 148.15 | 189 | 189 | 349.7 | 386.9 | 2024-06-02 09:00 | 0.44316 | 0.51471 | 0.51471 | 0.70291 | 0.7539
6 | 2 | 10 | 127.2 | 185.7 | 185.7 | 298.7 | 390.7 | 2024-06-02 10:00 | 0.3805 | 0.50572 | 0.50572 | 0.6004 | 0.7613
6 | 2 | 11 | 134.3 | 140.1 | 140.1 | 318.7 | 390.9 | 2024-06-02 11:00 | 0.40173 | 0.38154 | 0.38154 | 0.6406 | 0.76169
6 | 2 | 12 | 130.4 | 137.9 | 137.9 | 280.7 | 407.8 | 2024-06-02 12:00 | 0.39007 | 0.37554 | 0.37554 | 0.56422 | 0.79462
6 | 2 | 13 | 129.9 | 128.8 | 128.8 | 333.7 | 395.7 | 2024-06-02 13:00 | 0.38857 | 0.35076 | 0.35076 | 0.67075 | 0.77104
6 | 2 | 14 | 90 | 130.9 | 130.9 | 337.7 | 360.1 | 2024-06-02 14:00 | 0.26922 | 0.35648 | 0.35648 | 0.67879 | 0.70168
6 | 2 | 15 | 90 | 94 | 94 | 335.7 | 382.1 | 2024-06-02 15:00 | 0.26922 | 0.25599 | 0.25599 | 0.67477 | 0.74454
6 | 2 | 16 | 80.8 | 156.5 | 156.5 | 337.7 | 398.1 | 2024-06-02 16:00 | 0.2417 | 0.4262 | 0.4262 | 0.67879 | 0.77572
6 | 2 | 17 | 112.8 | 122.9 | 122.9 | 346.2 | 401 | 2024-06-02 17:00 | 0.33742 | 0.33469 | 0.33469 | 0.69588 | 0.78137
6 | 2 | 18 | 227.2 | 145.9 | 145.9 | 365.8 | 437.2 | 2024-06-02 18:00 | 0.67963 | 0.39733 | 0.39733 | 0.73528 | 0.85191
6 | 2 | 19 | 261.6 | 154.7 | 154.7 | 404.4 | 474.7 | 2024-06-02 19:00 | 0.78253 | 0.4213 | 0.4213 | 0.81286 | 0.92498
6 | 2 | 20 | 262.45 | 151.1 | 151.1 | 440.3 | 479.6 | 2024-06-02 20:00 | 0.78507 | 0.41149 | 0.41149 | 0.88503 | 0.93453
6 | 2 | 21 | 263.25 | 155.1 | 155.1 | 455.4 | 476.6 | 2024-06-02 21:00 | 0.78747 | 0.42239 | 0.42239 | 0.91538 | 0.92868
6 | 2 | 22 | 266.6 | 155.7 | 155.7 | 446.3 | 457.6 | 2024-06-02 22:00 | 0.79749 | 0.42402 | 0.42402 | 0.89709 | 0.89166
6 | 2 | 23 | 247.1 | 147.1 | 147.1 | 456.3 | 437.9 | 2024-06-02 23:00 | 0.73916 | 0.4006 | 0.4006 | 0.91719 | 0.85327
6 | 3 | 0 | 217.6 | 229.7 | 229.7 | 380.4 | 430.1 | 2024-06-03 | 0.65091 | 0.62554 | 0.62554 | 0.76462 | 0.83807
6 | 3 | 1 | 192.8 | 213.7 | 213.7 | 372.5 | 378.8 | 2024-06-03 01:00 | 0.57673 | 0.58197 | 0.58197 | 0.74874 | 0.73811
6 | 3 | 2 | 180.1 | 206.9 | 206.9 | 361.6 | 359.3 | 2024-06-03 02:00 | 0.53874 | 0.56345 | 0.56345 | 0.72683 | 0.70012
6 | 3 | 3 | 177.3 | 207 | 207 | 355.6 | 368 | 2024-06-03 03:00 | 0.53036 | 0.56373 | 0.56373 | 0.71477 | 0.71707
6 | 3 | 4 | 184.4 | 207.2 | 207.2 | 356.5 | 348.2 | 2024-06-03 04:00 | 0.5516 | 0.56427 | 0.56427 | 0.71658 | 0.67849
6 | 3 | 5 | 176.1 | 206.2 | 206.2 | 361.6 | 367.3 | 2024-06-03 05:00 | 0.52677 | 0.56155 | 0.56155 | 0.72683 | 0.71571
6 | 3 | 6 | 157.3 | 205.1 | 205.1 | 384.6 | 390.1 | 2024-06-03 06:00 | 0.47054 | 0.55855 | 0.55855 | 0.77307 | 0.76013
6 | 3 | 7 | 155.7 | 160.1 | 160.1 | 365.9 | 380.6 | 2024-06-03 07:00 | 0.46575 | 0.436 | 0.436 | 0.73548 | 0.74162
6 | 3 | 8 | 91.2 | 121.3 | 121.3 | 354 | 382.8 | 2024-06-03 08:00 | 0.27281 | 0.33034 | 0.33034 | 0.71156 | 0.74591
6 | 3 | 9 | 77.1 | 65.1 | 65.1 | 357 | 384.9 | 2024-06-03 09:00 | 0.23063 | 0.17729 | 0.17729 | 0.71759 | 0.75
6 | 3 | 10 | 77.4 | 55.9 | 55.9 | 370.6 | 379.4 | 2024-06-03 10:00 | 0.23153 | 0.15223 | 0.15223 | 0.74492 | 0.73928
6 | 3 | 11 | 79.2 | 59.6 | 59.6 | 353.5 | 394.3 | 2024-06-03 11:00 | 0.23691 | 0.16231 | 0.16231 | 0.71055 | 0.76832
6 | 3 | 12 | 95.1 | 62.5 | 62.5 | 369.3 | 387.8 | 2024-06-03 12:00 | 0.28448 | 0.17021 | 0.17021 | 0.74231 | 0.75565
6 | 3 | 13 | 79.8 | 60.8 | 60.8 | 345.3 | 408.3 | 2024-06-03 13:00 | 0.23871 | 0.16558 | 0.16558 | 0.69407 | 0.7956
6 | 3 | 14 | 135 | 62.6 | 62.6 | 356.3 | 419.5 | 2024-06-03 14:00 | 0.40383 | 0.17048 | 0.17048 | 0.71618 | 0.81742
6 | 3 | 15 | 124.1 | 69.2 | 69.2 | 355.6 | 425.1 | 2024-06-03 15:00 | 0.37122 | 0.18845 | 0.18845 | 0.71477 | 0.82833
6 | 3 | 16 | 119.1 | 74 | 74 | 366.6 | 423.6 | 2024-06-03 16:00 | 0.35627 | 0.20153 | 0.20153 | 0.73688 | 0.82541
6 | 3 | 17 | 122.7 | 167.3 | 167.3 | 367.6 | 424.7 | 2024-06-03 17:00 | 0.36704 | 0.45561 | 0.45561 | 0.73889 | 0.82755
6 | 3 | 18 | 223.2 | 226.4 | 226.4 | 418.2 | 437.7 | 2024-06-03 18:00 | 0.66766 | 0.61656 | 0.61656 | 0.8406 | 0.85288
6 | 3 | 19 | 264.6 | 245.6 | 245.6 | 410.1 | 389.5 | 2024-06-03 19:00 | 0.7915 | 0.66885 | 0.66885 | 0.82432 | 0.75896
6 | 3 | 20 | 266.8 | 249.3 | 249.3 | 457.7 | 423.2 | 2024-06-03 20:00 | 0.79809 | 0.67892 | 0.67892 | 0.92 | 0.82463
6 | 3 | 21 | 244 | 254.6 | 254.6 | 449 | 288.3 | 2024-06-03 21:00 | 0.72988 | 0.69336 | 0.69336 | 0.90251 | 0.56177
6 | 3 | 22 | 250.5 | 243.4 | 243.4 | 426.7 | 296.8 | 2024-06-03 22:00 | 0.74933 | 0.66285 | 0.66285 | 0.85769 | 0.57833
6 | 3 | 23 | 242 | 244.7 | 244.7 | 428.4 | 343.7 | 2024-06-03 23:00 | 0.7239 | 0.66639 | 0.66639 | 0.86111 | 0.66972
6 | 4 | 0 | 152.4 | 240.2 | 240.2 | 317.7 | 339.1 | 2024-06-04 | 0.45588 | 0.65414 | 0.65414 | 0.63859 | 0.66076
6 | 4 | 1 | 20.65 | 240.1 | 240.1 | 231.7 | 320.4 | 2024-06-04 01:00 | 0.061771 | 0.65387 | 0.65387 | 0.46573 | 0.62432
6 | 4 | 2 | 59.3 | 239.9 | 239.9 | 292.7 | 305 | 2024-06-04 02:00 | 0.17739 | 0.65332 | 0.65332 | 0.58834 | 0.59431
6 | 4 | 3 | 108.5 | 234.4 | 234.4 | 307.7 | 299 | 2024-06-04 03:00 | 0.32456 | 0.63834 | 0.63834 | 0.61849 | 0.58262
6 | 4 | 4 | 171.2 | 257.9 | 257.9 | 314.7 | 298 | 2024-06-04 04:00 | 0.51211 | 0.70234 | 0.70234 | 0.63256 | 0.58067
6 | 4 | 5 | 147.05 | 246.5 | 246.5 | 328.7 | 297 | 2024-06-04 05:00 | 0.43987 | 0.6713 | 0.6713 | 0.6607 | 0.57872
6 | 4 | 6 | 137.95 | 184 | 184 | 354.7 | 308 | 2024-06-04 06:00 | 0.41265 | 0.50109 | 0.50109 | 0.71296 | 0.60016
6 | 4 | 7 | 139.95 | 100.2 | 100.2 | 332.6 | 322 | 2024-06-04 07:00 | 0.41864 | 0.27288 | 0.27288 | 0.66854 | 0.62744
6 | 4 | 8 | 136.95 | 101.1 | 101.1 | 310.6 | 332 | 2024-06-04 08:00 | 0.40966 | 0.27533 | 0.27533 | 0.62432 | 0.64692
6 | 4 | 9 | 128.25 | 94 | 94 | 338.6 | 330 | 2024-06-04 09:00 | 0.38364 | 0.25599 | 0.25599 | 0.6806 | 0.64302
6 | 4 | 10 | 123.8 | 95.2 | 95.2 | 316.6 | 367 | 2024-06-04 10:00 | 0.37033 | 0.25926 | 0.25926 | 0.63638 | 0.71512
6 | 4 | 11 | 134 | 89.4 | 89.4 | 330.6 | 374 | 2024-06-04 11:00 | 0.40084 | 0.24346 | 0.24346 | 0.66452 | 0.72876
6 | 4 | 12 | 146.4 | 86.7 | 86.7 | 346.6 | 357 | 2024-06-04 12:00 | 0.43793 | 0.23611 | 0.23611 | 0.69668 | 0.69564
6 | 4 | 13 | 115.85 | 121.9 | 121.9 | 341.6 | 340 | 2024-06-04 13:00 | 0.34655 | 0.33197 | 0.33197 | 0.68663 | 0.66251
6 | 4 | 14 | 86.25 | 141 | 141 | 336.6 | 344 | 2024-06-04 14:00 | 0.258 | 0.38399 | 0.38399 | 0.67658 | 0.6703
6 | 4 | 15 | 129.65 | 115.2 | 115.2 | 345.6 | 288 | 2024-06-04 15:00 | 0.38783 | 0.31373 | 0.31373 | 0.69467 | 0.56118
6 | 4 | 16 | 133.75 | 121.7 | 121.7 | 337.6 | 283 | 2024-06-04 16:00 | 0.40009 | 0.33143 | 0.33143 | 0.67859 | 0.55144
6 | 4 | 17 | 54.3 | 213 | 213 | 347.6 | 354.6 | 2024-06-04 17:00 | 0.16243 | 0.58007 | 0.58007 | 0.69869 | 0.69096
6 | 4 | 18 | 116 | 237.4 | 237.4 | 373.6 | 351.5 | 2024-06-04 18:00 | 0.34699 | 0.64651 | 0.64651 | 0.75095 | 0.68492
6 | 4 | 19 | 221.4 | 250.6 | 250.6 | 408.1 | 405.5 | 2024-06-04 19:00 | 0.66228 | 0.68246 | 0.68246 | 0.8203 | 0.79014
6 | 4 | 20 | 265.7 | 250.9 | 250.9 | 456.5 | 429.7 | 2024-06-04 20:00 | 0.7948 | 0.68328 | 0.68328 | 0.91759 | 0.8373
6 | 4 | 21 | 278 | 251.8 | 251.8 | 446.6 | 404.8 | 2024-06-04 21:00 | 0.83159 | 0.68573 | 0.68573 | 0.89769 | 0.78878
6 | 4 | 22 | 269.9 | 51.8 | 51.8 | 444.5 | 397.6 | 2024-06-04 22:00 | 0.80736 | 0.14107 | 0.14107 | 0.89347 | 0.77475
6 | 4 | 23 | 269.7 | 150 | 150 | 449.2 | 389.1 | 2024-06-04 23:00 | 0.80676 | 0.4085 | 0.4085 | 0.90291 | 0.75818
6 | 5 | 0 | 233.4 | 224.1 | 224.1 | 391.9 | 344 | 2024-06-05 | 0.69818 | 0.61029 | 0.61029 | 0.78774 | 0.6703
6 | 5 | 1 | 204.6 | 238.3 | 238.3 | 369.7 | 336 | 2024-06-05 01:00 | 0.61203 | 0.64897 | 0.64897 | 0.74312 | 0.65472
6 | 5 | 2 | 211.7 | 229.7 | 229.7 | 367.8 | 325 | 2024-06-05 02:00 | 0.63326 | 0.62554 | 0.62554 | 0.7393 | 0.63328
6 | 5 | 3 | 192.2 | 229.6 | 229.6 | 365.7 | 314 | 2024-06-05 03:00 | 0.57493 | 0.62527 | 0.62527 | 0.73508 | 0.61185
6 | 5 | 4 | 212.2 | 236.1 | 236.1 | 362.8 | 309 | 2024-06-05 04:00 | 0.63476 | 0.64297 | 0.64297 | 0.72925 | 0.6021
6 | 5 | 5 | 199.6 | 237 | 237 | 370.7 | 318 | 2024-06-05 05:00 | 0.59707 | 0.64542 | 0.64542 | 0.74513 | 0.61964
6 | 5 | 6 | 197 | 187.9 | 187.9 | 365.7 | 334 | 2024-06-05 06:00 | 0.58929 | 0.51171 | 0.51171 | 0.73508 | 0.65082
6 | 5 | 7 | 180.1 | 118.8 | 118.8 | 361.4 | 336 | 2024-06-05 07:00 | 0.53874 | 0.32353 | 0.32353 | 0.72643 | 0.65472
6 | 5 | 8 | 141.8 | 121.8 | 121.8 | 360.9 | 349 | 2024-06-05 08:00 | 0.42417 | 0.3317 | 0.3317 | 0.72543 | 0.68005
6 | 5 | 9 | 120.2 | 103.2 | 103.2 | 336.8 | 336 | 2024-06-05 09:00 | 0.35956 | 0.28105 | 0.28105 | 0.67698 | 0.65472
6 | 5 | 10 | 142.3 | 115.7 | 115.7 | 335.6 | 348 | 2024-06-05 10:00 | 0.42567 | 0.31509 | 0.31509 | 0.67457 | 0.6781
6 | 5 | 11 | 91.4 | 120.3 | 120.3 | 342.6 | 358 | 2024-06-05 11:00 | 0.27341 | 0.32761 | 0.32761 | 0.68864 | 0.69758
6 | 5 | 12 | 83.9 | 114.2 | 114.2 | 352.6 | 363 | 2024-06-05 12:00 | 0.25097 | 0.311 | 0.311 | 0.70874 | 0.70733
6 | 5 | 13 | 79.3 | 73.2 | 73.2 | 340.6 | 356 | 2024-06-05 13:00 | 0.23721 | 0.19935 | 0.19935 | 0.68462 | 0.69369
6 | 5 | 14 | 79 | 79.9 | 79.9 | 338.7 | 348 | 2024-06-05 14:00 | 0.23631 | 0.21759 | 0.21759 | 0.6808 | 0.6781
6 | 5 | 15 | 75.9 | 73.2 | 73.2 | 343.7 | 375 | 2024-06-05 15:00 | 0.22704 | 0.19935 | 0.19935 | 0.69085 | 0.73071
6 | 5 | 16 | 120.9 | 71.8 | 71.8 | 360.7 | 381 | 2024-06-05 16:00 | 0.36165 | 0.19553 | 0.19553 | 0.72503 | 0.7424
6 | 5 | 17 | 140.5 | 189 | 189 | 370.9 | 376.6 | 2024-06-05 17:00 | 0.42028 | 0.51471 | 0.51471 | 0.74553 | 0.73383
6 | 5 | 18 | 206.5 | 233.9 | 233.9 | 395.7 | 387.4 | 2024-06-05 18:00 | 0.61771 | 0.63698 | 0.63698 | 0.79538 | 0.75487
6 | 5 | 19 | 226.4 | 251.9 | 251.9 | 440.8 | 394.7 | 2024-06-05 19:00 | 0.67724 | 0.686 | 0.686 | 0.88603 | 0.7691
6 | 5 | 20 | 260 | 260.7 | 260.7 | 442 | 456 | 2024-06-05 20:00 | 0.77774 | 0.70997 | 0.70997 | 0.88844 | 0.88854
6 | 5 | 21 | 232.4 | 231.9 | 231.9 | 447 | 458.4 | 2024-06-05 21:00 | 0.69518 | 0.63154 | 0.63154 | 0.89849 | 0.89322
6 | 5 | 22 | 36.7 | 234.3 | 234.3 | 433.7 | 435.5 | 2024-06-05 22:00 | 0.10978 | 0.63807 | 0.63807 | 0.87176 | 0.8486
6 | 5 | 23 | 136.4 | 241.4 | 241.4 | 413.8 | 423.7 | 2024-06-05 23:00 | 0.40802 | 0.65741 | 0.65741 | 0.83176 | 0.8256
6 | 6 | 0 | 168.4 | 247.7 | 247.7 | 403.2 | 402 | 2024-06-06 | 0.50374 | 0.67456 | 0.67456 | 0.81045 | 0.78332
6 | 6 | 1 | 174.6 | 244.5 | 244.5 | 368.8 | 384 | 2024-06-06 01:00 | 0.52229 | 0.66585 | 0.66585 | 0.74131 | 0.74825
6 | 6 | 2 | 176.8 | 243.6 | 243.6 | 351.5 | 385.3 | 2024-06-06 02:00 | 0.52887 | 0.6634 | 0.6634 | 0.70653 | 0.75078
6 | 6 | 3 | 181.25 | 246.6 | 246.6 | 352.8 | 259.7 | 2024-06-06 03:00 | 0.54218 | 0.67157 | 0.67157 | 0.70915 | 0.50604
6 | 6 | 4 | 185.85 | 239.7 | 239.7 | 346.7 | 266.7 | 2024-06-06 04:00 | 0.55594 | 0.65278 | 0.65278 | 0.69688 | 0.51968
6 | 6 | 5 | 186.1 | 233.5 | 233.5 | 348.7 | 284.7 | 2024-06-06 05:00 | 0.55669 | 0.63589 | 0.63589 | 0.7009 | 0.55475
6 | 6 | 6 | 189.55 | 216.6 | 216.6 | 352.7 | 210.7 | 2024-06-06 06:00 | 0.56701 | 0.58987 | 0.58987 | 0.70894 | 0.41056
6 | 6 | 7 | 177.14 | 125.6 | 125.6 | 352.7 | 237.7 | 2024-06-06 07:00 | 0.52988 | 0.34205 | 0.34205 | 0.70894 | 0.46317
6 | 6 | 8 | 171.2 | 95.9 | 95.9 | 332.7 | 283.7 | 2024-06-06 08:00 | 0.51211 | 0.26117 | 0.26117 | 0.66874 | 0.55281
6 | 6 | 9 | 95.05 | 101.6 | 101.6 | 326.7 | 294.7 | 2024-06-06 09:00 | 0.28433 | 0.27669 | 0.27669 | 0.65668 | 0.57424
6 | 6 | 10 | 96.95 | 93.4 | 93.4 | 313.7 | 301.7 | 2024-06-06 10:00 | 0.29001 | 0.25436 | 0.25436 | 0.63055 | 0.58788
6 | 6 | 11 | 94.5 | 75.6 | 75.6 | 311.7 | 308.7 | 2024-06-06 11:00 | 0.28268 | 0.20588 | 0.20588 | 0.62653 | 0.60152
6 | 6 | 12 | 82.45 | 81.3 | 81.3 | 345.7 | 299.7 | 2024-06-06 12:00 | 0.24663 | 0.22141 | 0.22141 | 0.69487 | 0.58398
6 | 6 | 13 | 83.45 | 48.3 | 48.3 | 339.7 | 300.7 | 2024-06-06 13:00 | 0.24963 | 0.13154 | 0.13154 | 0.68281 | 0.58593
6 | 6 | 14 | 95.45 | 47 | 47 | 328.7 | 312.7 | 2024-06-06 14:00 | 0.28552 | 0.128 | 0.128 | 0.6607 | 0.60931
6 | 6 | 15 | 137.15 | 36 | 36 | 269.3 | 314.7 | 2024-06-06 15:00 | 0.41026 | 0.098039 | 0.098039 | 0.54131 | 0.61321
6 | 6 | 16 | 151 | 125.9 | 125.9 | 275.4 | 336.7 | 2024-06-06 16:00 | 0.45169 | 0.34286 | 0.34286 | 0.55357 | 0.65608
6 | 6 | 17 | 166.65 | 137.9 | 137.9 | 280.4 | 353.7 | 2024-06-06 17:00 | 0.4985 | 0.37554 | 0.37554 | 0.56362 | 0.6892
6 | 6 | 18 | 269.3 | 207.8 | 207.8 | 323.3 | 343.7 | 2024-06-06 18:00 | 0.80556 | 0.5659 | 0.5659 | 0.64985 | 0.66972
6 | 6 | 19 | 275.7 | 229.2 | 229.2 | 354.9 | 357.6 | 2024-06-06 19:00 | 0.82471 | 0.62418 | 0.62418 | 0.71337 | 0.6968
6 | 6 | 20 | 273.9 | 255.3 | 255.3 | 395.8 | 388.9 | 2024-06-06 20:00 | 0.81932 | 0.69526 | 0.69526 | 0.79558 | 0.75779
6 | 6 | 21 | 270.6 | 259.4 | 259.4 | 407.4 | 420.7 | 2024-06-06 21:00 | 0.80945 | 0.70643 | 0.70643 | 0.81889 | 0.81976
6 | 6 | 22 | 264.65 | 248.3 | 248.3 | 371 | 249.9 | 2024-06-06 22:00 | 0.79165 | 0.6762 | 0.6762 | 0.74573 | 0.48694
6 | 6 | 23 | 181.05 | 255.2 | 255.2 | 343.9 | 375 | 2024-06-06 23:00 | 0.54158 | 0.69499 | 0.69499 | 0.69126 | 0.73071
6 | 7 | 0 | 46.825 | 203.9 | 203.9 | 328.9 | 269.4 | 2024-06-07 | 0.14007 | 0.55528 | 0.55528 | 0.66111 | 0.52494
6 | 7 | 1 | 131.125 | 228 | 228 | 311.9 | 296.6 | 2024-06-07 01:00 | 0.39224 | 0.62092 | 0.62092 | 0.62693 | 0.57794
6 | 7 | 2 | 141.351 | 221.3 | 221.3 | 306.9 | 270.4 | 2024-06-07 02:00 | 0.42283 | 0.60267 | 0.60267 | 0.61688 | 0.52689
6 | 7 | 3 | 160.1 | 222.4 | 222.4 | 300.9 | 266.7 | 2024-06-07 03:00 | 0.47891 | 0.60566 | 0.60566 | 0.60482 | 0.51968
6 | 7 | 4 | 169 | 233.4 | 233.4 | 295.9 | 266.4 | 2024-06-07 04:00 | 0.50553 | 0.63562 | 0.63562 | 0.59477 | 0.5191
6 | 7 | 5 | 160.85 | 233.2 | 233.2 | 327.9 | 283.5 | 2024-06-07 05:00 | 0.48115 | 0.63508 | 0.63508 | 0.6591 | 0.55242
6 | 7 | 6 | 157.25 | 231.5 | 231.5 | 343.9 | 296.6 | 2024-06-07 06:00 | 0.47039 | 0.63045 | 0.63045 | 0.69126 | 0.57794
6 | 7 | 7 | 149.875 | 232.3 | 232.3 | 313.3 | 299 | 2024-06-07 07:00 | 0.44832 | 0.63263 | 0.63263 | 0.62975 | 0.58262
6 | 7 | 8 | 88.9 | 125.5 | 125.5 | 317.3 | 283.8 | 2024-06-07 08:00 | 0.26593 | 0.34178 | 0.34178 | 0.63779 | 0.553
6 | 7 | 9 | 97.9 | 129.3 | 129.3 | 323.3 | 284.5 | 2024-06-07 09:00 | 0.29285 | 0.35212 | 0.35212 | 0.64985 | 0.55436
6 | 7 | 10 | 94.3 | 96.9 | 96.9 | 313.3 | 307.9 | 2024-06-07 10:00 | 0.28208 | 0.26389 | 0.26389 | 0.62975 | 0.59996
6 | 7 | 11 | 93.2 | 95 | 95 | 315.3 | 302.2 | 2024-06-07 11:00 | 0.27879 | 0.25871 | 0.25871 | 0.63377 | 0.58885
6 | 7 | 12 | 120.4 | 102.3 | 102.3 | 321.3 | 352 | 2024-06-07 12:00 | 0.36016 | 0.27859 | 0.27859 | 0.64583 | 0.68589
6 | 7 | 13 | 117.1 | 92.8 | 92.8 | 319.3 | 319 | 2024-06-07 13:00 | 0.35028 | 0.25272 | 0.25272 | 0.64181 | 0.62159
6 | 7 | 14 | 43.3 | 111.7 | 111.7 | 328.3 | 338 | 2024-06-07 14:00 | 0.12952 | 0.30419 | 0.30419 | 0.6599 | 0.65861
6 | 7 | 15 | 125.925 | 123.8 | 123.8 | 337.3 | 357 | 2024-06-07 15:00 | 0.37668 | 0.33715 | 0.33715 | 0.67799 | 0.69564
6 | 7 | 16 | 149.6 | 119.5 | 119.5 | 338.4 | 368.2 | 2024-06-07 16:00 | 0.4475 | 0.32544 | 0.32544 | 0.6802 | 0.71746
6 | 7 | 17 | 185.5 | 126.4 | 126.4 | 343.5 | 372.8 | 2024-06-07 17:00 | 0.55489 | 0.34423 | 0.34423 | 0.69045 | 0.72642
6 | 7 | 18 | 236.15 | 234.9 | 234.9 | 381.7 | 412.7 | 2024-06-07 18:00 | 0.7064 | 0.63971 | 0.63971 | 0.76724 | 0.80417
6 | 7 | 19 | 259.5 | 57.9 | 57.9 | 423 | 452.2 | 2024-06-07 19:00 | 0.77625 | 0.15768 | 0.15768 | 0.85025 | 0.88114
6 | 7 | 20 | 256.45 | 182.9 | 182.9 | 444.8 | 476 | 2024-06-07 20:00 | 0.76713 | 0.49809 | 0.49809 | 0.89407 | 0.92751
6 | 7 | 21 | 262.55 | 268.5 | 268.5 | 443.8 | 478.3 | 2024-06-07 21:00 | 0.78537 | 0.73121 | 0.73121 | 0.89206 | 0.932
6 | 7 | 22 | 268.95 | 265.4 | 265.4 | 448.2 | 455.8 | 2024-06-07 22:00 | 0.80452 | 0.72277 | 0.72277 | 0.9009 | 0.88815
6 | 7 | 23 | 261.75 | 272 | 272 | 431.3 | 432.8 | 2024-06-07 23:00 | 0.78298 | 0.74074 | 0.74074 | 0.86693 | 0.84334
6 | 8 | 0 | 203.3 | 248.9 | 248.9 | 401.7 | 399.3 | 2024-06-08 | 0.60814 | 0.67783 | 0.67783 | 0.80744 | 0.77806
6 | 8 | 1 | 214 | 249.6 | 249.6 | 370.2 | 377.5 | 2024-06-08 01:00 | 0.64014 | 0.67974 | 0.67974 | 0.74412 | 0.73558
6 | 8 | 2 | 213.2 | 250.5 | 250.5 | 335.6 | 368.2 | 2024-06-08 02:00 | 0.63775 | 0.68219 | 0.68219 | 0.67457 | 0.71746
6 | 8 | 3 | 212.1 | 138.1 | 138.1 | 330.6 | 346.3 | 2024-06-08 03:00 | 0.63446 | 0.37609 | 0.37609 | 0.66452 | 0.67479
6 | 8 | 4 | 226.9 | 49 | 49 | 331.6 | 342.4 | 2024-06-08 04:00 | 0.67873 | 0.13344 | 0.13344 | 0.66653 | 0.66719
6 | 8 | 5 | 207.1 | 104.9 | 104.9 | 343.6 | 354.2 | 2024-06-08 05:00 | 0.6195 | 0.28568 | 0.28568 | 0.69065 | 0.69018
6 | 8 | 6 | 163.4 | 132.9 | 132.9 | 369.6 | 369 | 2024-06-08 06:00 | 0.48878 | 0.36193 | 0.36193 | 0.74291 | 0.71902
6 | 8 | 7 | 122.8 | 151.4 | 151.4 | 329 | 367.3 | 2024-06-08 07:00 | 0.36733 | 0.41231 | 0.41231 | 0.66131 | 0.71571
6 | 8 | 8 | 76.1 | 170.3 | 170.3 | 347.1 | 378.6 | 2024-06-08 08:00 | 0.22764 | 0.46378 | 0.46378 | 0.69769 | 0.73772
6 | 8 | 9 | 77.1 | 137.7 | 137.7 | 310.7 | 375.3 | 2024-06-08 09:00 | 0.23063 | 0.375 | 0.375 | 0.62452 | 0.73129
6 | 8 | 10 | 75.8 | 120.6 | 120.6 | 317.7 | 369.1 | 2024-06-08 10:00 | 0.22674 | 0.32843 | 0.32843 | 0.63859 | 0.71921
6 | 8 | 11 | 77.9 | 122.5 | 122.5 | 343.7 | 348.6 | 2024-06-08 11:00 | 0.23302 | 0.33361 | 0.33361 | 0.69085 | 0.67927
6 | 8 | 12 | 75.6 | 138.3 | 138.3 | 340.7 | 378.6 | 2024-06-08 12:00 | 0.22614 | 0.37663 | 0.37663 | 0.68482 | 0.73772
6 | 8 | 13 | 112.9 | 157 | 157 | 349.7 | 378.3 | 2024-06-08 13:00 | 0.33772 | 0.42756 | 0.42756 | 0.70291 | 0.73714
6 | 8 | 14 | 76 | 165.9 | 165.9 | 350.7 | 393.2 | 2024-06-08 14:00 | 0.22734 | 0.4518 | 0.4518 | 0.70492 | 0.76617
6 | 8 | 15 | 116.5 | 182.4 | 182.4 | 347.7 | 374.2 | 2024-06-08 15:00 | 0.34849 | 0.49673 | 0.49673 | 0.69889 | 0.72915
6 | 8 | 16 | 117.3 | 168.6 | 168.6 | 335 | 385.2 | 2024-06-08 16:00 | 0.35088 | 0.45915 | 0.45915 | 0.67337 | 0.75058
6 | 8 | 17 | 178.1 | 169 | 169 | 372.4 | 397.3 | 2024-06-08 17:00 | 0.53276 | 0.46024 | 0.46024 | 0.74854 | 0.77416
6 | 8 | 18 | 244.6 | 207.1 | 207.1 | 375.3 | 393.3 | 2024-06-08 18:00 | 0.73168 | 0.564 | 0.564 | 0.75437 | 0.76637
6 | 8 | 19 | 272.5 | 222 | 222 | 436.8 | 475.9 | 2024-06-08 19:00 | 0.81514 | 0.60458 | 0.60458 | 0.87799 | 0.92732
6 | 8 | 20 | 274.7 | 222.6 | 222.6 | 468 | 501.1 | 2024-06-08 20:00 | 0.82172 | 0.60621 | 0.60621 | 0.9407 | 0.97642
6 | 8 | 21 | 280.7 | 225.7 | 225.7 | 461.8 | 483.8 | 2024-06-08 21:00 | 0.83966 | 0.61465 | 0.61465 | 0.92824 | 0.94271
6 | 8 | 22 | 265.6 | 120.2 | 120.2 | 449 | 476.1 | 2024-06-08 22:00 | 0.7945 | 0.32734 | 0.32734 | 0.90251 | 0.92771
6 | 8 | 23 | 266.7 | 33.4 | 33.4 | 438.5 | 456.2 | 2024-06-08 23:00 | 0.79779 | 0.090959 | 0.090959 | 0.88141 | 0.88893
6 | 9 | 0 | 249.2 | 227.1 | 227.1 | 401.7 | 415.6 | 2024-06-09 | 0.74544 | 0.61846 | 0.61846 | 0.80744 | 0.80982
6 | 9 | 1 | 214.9 | 230.1 | 230.1 | 377.1 | 395 | 2024-06-09 01:00 | 0.64284 | 0.62663 | 0.62663 | 0.75799 | 0.76968
6 | 9 | 2 | 211.2 | 224.1 | 224.1 | 371.3 | 390.6 | 2024-06-09 02:00 | 0.63177 | 0.61029 | 0.61029 | 0.74633 | 0.76111
6 | 9 | 3 | 215.3 | 227.4 | 227.4 | 361.6 | 380.5 | 2024-06-09 03:00 | 0.64403 | 0.61928 | 0.61928 | 0.72683 | 0.74143
6 | 9 | 4 | 215.3 | 229.5 | 229.5 | 333.7 | 378.2 | 2024-06-09 04:00 | 0.64403 | 0.625 | 0.625 | 0.67075 | 0.73694
6 | 9 | 5 | 205 | 212.4 | 212.4 | 334.6 | 385.2 | 2024-06-09 05:00 | 0.61322 | 0.57843 | 0.57843 | 0.67256 | 0.75058
6 | 9 | 6 | 145.1 | 193.6 | 193.6 | 357.7 | 398.3 | 2024-06-09 06:00 | 0.43404 | 0.52723 | 0.52723 | 0.71899 | 0.77611
6 | 9 | 7 | 132 | 134.5 | 134.5 | 341.6 | 394.9 | 2024-06-09 07:00 | 0.39485 | 0.36629 | 0.36629 | 0.68663 | 0.76949
6 | 9 | 8 | 86.5 | 135.1 | 135.1 | 354.7 | 396.7 | 2024-06-09 08:00 | 0.25875 | 0.36792 | 0.36792 | 0.71296 | 0.77299
6 | 9 | 9 | 74.6 | 138.8 | 138.8 | 357.6 | 396.3 | 2024-06-09 09:00 | 0.22315 | 0.378 | 0.378 | 0.71879 | 0.77221
6 | 9 | 10 | 93.4 | 130.5 | 130.5 | 342.9 | 379 | 2024-06-09 10:00 | 0.27939 | 0.35539 | 0.35539 | 0.68925 | 0.7385
6 | 9 | 11 | 93.84 | 113.6 | 113.6 | 342.1 | 381.5 | 2024-06-09 11:00 | 0.28071 | 0.30937 | 0.30937 | 0.68764 | 0.74337
6 | 9 | 12 | 93.4 | 127.4 | 127.4 | 342.1 | 411.3 | 2024-06-09 12:00 | 0.27939 | 0.34695 | 0.34695 | 0.68764 | 0.80144
6 | 9 | 13 | 91.6 | 141.1 | 141.1 | 336.1 | 402.4 | 2024-06-09 13:00 | 0.27401 | 0.38426 | 0.38426 | 0.67558 | 0.7841
6 | 9 | 14 | 115.2 | 134.8 | 134.8 | 310 | 395.7 | 2024-06-09 14:00 | 0.3446 | 0.3671 | 0.3671 | 0.62312 | 0.77104
6 | 9 | 15 | 145.6 | 137 | 137 | 219.8 | 402.6 | 2024-06-09 15:00 | 0.43554 | 0.37309 | 0.37309 | 0.44181 | 0.78449
6 | 9 | 16 | 162.3 | 159.7 | 159.7 | 272.4 | 415.99 | 2024-06-09 16:00 | 0.48549 | 0.43491 | 0.43491 | 0.54754 | 0.81058
6 | 9 | 17 | 172.5 | 121.4 | 121.4 | 378 | 417.6 | 2024-06-09 17:00 | 0.516 | 0.33061 | 0.33061 | 0.7598 | 0.81372
6 | 9 | 18 | 268.5 | 131 | 131 | 378.2 | 435.2 | 2024-06-09 18:00 | 0.80317 | 0.35675 | 0.35675 | 0.7602 | 0.84801
6 | 9 | 19 | 277.7 | 133.7 | 133.7 | 401 | 457.8 | 2024-06-09 19:00 | 0.83069 | 0.36411 | 0.36411 | 0.80603 | 0.89205
6 | 9 | 20 | 271.6 | 134.8 | 134.8 | 445.2 | 484.7 | 2024-06-09 20:00 | 0.81244 | 0.3671 | 0.3671 | 0.89487 | 0.94447
6 | 9 | 21 | 267.4 | 134.8 | 134.8 | 410 | 486.9 | 2024-06-09 21:00 | 0.79988 | 0.3671 | 0.3671 | 0.82412 | 0.94875
6 | 9 | 22 | 271.1 | 134.7 | 134.7 | 381.1 | 471.1 | 2024-06-09 22:00 | 0.81095 | 0.36683 | 0.36683 | 0.76603 | 0.91797
6 | 9 | 23 | 253.7 | 134.6 | 134.6 | 375.4 | 430.2 | 2024-06-09 23:00 | 0.7589 | 0.36656 | 0.36656 | 0.75457 | 0.83827
6 | 10 | 0 | 246.1 | 207.7 | 207.7 | 350.8 | 397.2 | 2024-06-10 | 0.73617 | 0.56563 | 0.56563 | 0.70513 | 0.77397
6 | 10 | 1 | 223.5 | 143 | 143 | 340.8 | 387.2 | 2024-06-10 01:00 | 0.66856 | 0.38943 | 0.38943 | 0.68503 | 0.75448
6 | 10 | 2 | 218.4 | 161.8 | 161.8 | 335.8 | 358.2 | 2024-06-10 02:00 | 0.65331 | 0.44063 | 0.44063 | 0.67497 | 0.69797
6 | 10 | 3 | 218.6 | 168 | 168 | 327.8 | 354.1 | 2024-06-10 03:00 | 0.6539 | 0.45752 | 0.45752 | 0.65889 | 0.68998
6 | 10 | 4 | 223.5 | 151.3 | 151.3 | 327.8 | 352 | 2024-06-10 04:00 | 0.66856 | 0.41204 | 0.41204 | 0.65889 | 0.68589
6 | 10 | 5 | 217.2 | 98.3 | 98.3 | 314.7 | 363.6 | 2024-06-10 05:00 | 0.64972 | 0.2677 | 0.2677 | 0.63256 | 0.7085
6 | 10 | 6 | 205.3 | 90.8 | 90.8 | 350.1 | 374 | 2024-06-10 06:00 | 0.61412 | 0.24728 | 0.24728 | 0.70372 | 0.72876
6 | 10 | 7 | 117.2 | 130.5 | 130.5 | 335.8 | 376.8 | 2024-06-10 07:00 | 0.35058 | 0.35539 | 0.35539 | 0.67497 | 0.73422
6 | 10 | 8 | 0 | 116.6 | 116.6 | 316.5 | 377.2 | 2024-06-10 08:00 | 0 | 0.31754 | 0.31754 | 0.63618 | 0.735
6 | 10 | 9 | 30.4 | 74.4 | 74.4 | 310.7 | 376.2 | 2024-06-10 09:00 | 0.090936 | 0.20261 | 0.20261 | 0.62452 | 0.73305
6 | 10 | 10 | 56.4 | 101.4 | 101.4 | 297.7 | 374.1 | 2024-06-10 10:00 | 0.16871 | 0.27614 | 0.27614 | 0.59839 | 0.72896
6 | 10 | 11 | 104.5 | 101.5 | 101.5 | 306.7 | 370.2 | 2024-06-10 11:00 | 0.31259 | 0.27642 | 0.27642 | 0.61648 | 0.72136
6 | 10 | 12 | 89.1 | 101.2 | 101.2 | 311.7 | 378.2 | 2024-06-10 12:00 | 0.26653 | 0.2756 | 0.2756 | 0.62653 | 0.73694
6 | 10 | 13 | 113.3 | 155 | 155 | 312.7 | 378 | 2024-06-10 13:00 | 0.33892 | 0.42211 | 0.42211 | 0.62854 | 0.73655
6 | 10 | 14 | 151.8 | 163.9 | 163.9 | 311.7 | 389 | 2024-06-10 14:00 | 0.45408 | 0.44635 | 0.44635 | 0.62653 | 0.75799
6 | 10 | 15 | 149 | 163.6 | 163.6 | 312.7 | 395 | 2024-06-10 15:00 | 0.44571 | 0.44553 | 0.44553 | 0.62854 | 0.76968
6 | 10 | 16 | 156.9 | 207.6 | 207.6 | 326.7 | 399.2 | 2024-06-10 16:00 | 0.46934 | 0.56536 | 0.56536 | 0.65668 | 0.77786
6 | 10 | 17 | 185.6 | 164.4 | 164.4 | 331.6 | 396.2 | 2024-06-10 17:00 | 0.55519 | 0.44771 | 0.44771 | 0.66653 | 0.77202
6 | 10 | 18 | 263.9 | 163.6 | 163.6 | 386.8 | 406 | 2024-06-10 18:00 | 0.78941 | 0.44553 | 0.44553 | 0.77749 | 0.79111
6 | 10 | 19 | 268.1 | 159.2 | 159.2 | 422.7 | 358.9 | 2024-06-10 19:00 | 0.80197 | 0.43355 | 0.43355 | 0.84965 | 0.69934
6 | 10 | 20 | 275 | 177.8 | 177.8 | 437.6 | 464.7 | 2024-06-10 20:00 | 0.82261 | 0.4842 | 0.4842 | 0.8796 | 0.90549
6 | 10 | 21 | 276.9 | 178.1 | 178.1 | 432.8 | 476.1 | 2024-06-10 21:00 | 0.8283 | 0.48502 | 0.48502 | 0.86995 | 0.92771
6 | 10 | 22 | 275.8 | 179.1 | 179.1 | 423.3 | 461.7 | 2024-06-10 22:00 | 0.82501 | 0.48775 | 0.48775 | 0.85085 | 0.89965
6 | 10 | 23 | 259.3 | 175.5 | 175.5 | 384.2 | 443.9 | 2024-06-10 23:00 | 0.77565 | 0.47794 | 0.47794 | 0.77226 | 0.86496
6 | 11 | 0 | 221.75 | 107.5 | 107.5 | 368 | 409.6 | 2024-06-11 | 0.66333 | 0.29276 | 0.29276 | 0.7397 | 0.79813
6 | 11 | 1 | 224.75 | 49 | 49 | 356 | 396.3 | 2024-06-11 01:00 | 0.6723 | 0.13344 | 0.13344 | 0.71558 | 0.77221
6 | 11 | 2 | 220.95 | 76.9 | 76.9 | 354 | 345.2 | 2024-06-11 02:00 | 0.66093 | 0.20942 | 0.20942 | 0.71156 | 0.67264
6 | 11 | 3 | 220.05 | 41 | 41 | 341 | 357.3 | 2024-06-11 03:00 | 0.65824 | 0.11166 | 0.11166 | 0.68543 | 0.69622
6 | 11 | 4 | 242.05 | 117.2 | 117.2 | 344 | 323 | 2024-06-11 04:00 | 0.72405 | 0.31917 | 0.31917 | 0.69146 | 0.62938
6 | 11 | 5 | 240.05 | 154.8 | 154.8 | 354.1 | 187 | 2024-06-11 05:00 | 0.71807 | 0.42157 | 0.42157 | 0.71176 | 0.36438
6 | 11 | 6 | 236.9 | 165.5 | 165.5 | 369 | 218 | 2024-06-11 06:00 | 0.70864 | 0.45071 | 0.45071 | 0.74171 | 0.42479
6 | 11 | 7 | 231.8 | 164.8 | 164.8 | 330 | 278.1 | 2024-06-11 07:00 | 0.69339 | 0.4488 | 0.4488 | 0.66332 | 0.54189
6 | 11 | 8 | 176.6 | 181 | 181 | 328.9 | 312 | 2024-06-11 08:00 | 0.52827 | 0.49292 | 0.49292 | 0.66111 | 0.60795
6 | 11 | 9 | 130.8 | 174.6 | 174.6 | 334.9 | 311 | 2024-06-11 09:00 | 0.39127 | 0.47549 | 0.47549 | 0.67317 | 0.606
6 | 11 | 10 | 131.7 | 180.9 | 180.9 | 327.9 | 303.5 | 2024-06-11 10:00 | 0.39396 | 0.49265 | 0.49265 | 0.6591 | 0.59139
6 | 11 | 11 | 133.3 | 150.3 | 150.3 | 314.9 | 307.4 | 2024-06-11 11:00 | 0.39874 | 0.40931 | 0.40931 | 0.63296 | 0.59899
6 | 11 | 12 | 127.5 | 157.1 | 157.1 | 315.9 | 338.2 | 2024-06-11 12:00 | 0.38139 | 0.42783 | 0.42783 | 0.63497 | 0.659
6 | 11 | 13 | 133.1 | 161.5 | 161.5 | 327.9 | 339 | 2024-06-11 13:00 | 0.39815 | 0.43981 | 0.43981 | 0.6591 | 0.66056
6 | 11 | 14 | 131.6 | 169.9 | 169.9 | 343.1 | 340 | 2024-06-11 14:00 | 0.39366 | 0.46269 | 0.46269 | 0.68965 | 0.66251
6 | 11 | 15 | 151 | 136.4 | 136.4 | 356.9 | 331.5 | 2024-06-11 15:00 | 0.45169 | 0.37146 | 0.37146 | 0.71739 | 0.64595
6 | 11 | 16 | 155.2 | 149.3 | 149.3 | 303.9 | 352.6 | 2024-06-11 16:00 | 0.46425 | 0.40659 | 0.40659 | 0.61085 | 0.68706
6 | 11 | 17 | 176 | 152.8 | 152.8 | 348.9 | 359 | 2024-06-11 17:00 | 0.52647 | 0.41612 | 0.41612 | 0.70131 | 0.69953
6 | 11 | 18 | 246.7 | 231.9 | 231.9 | 418.6 | 382.2 | 2024-06-11 18:00 | 0.73796 | 0.63154 | 0.63154 | 0.84141 | 0.74474
6 | 11 | 19 | 274.65 | 246.9 | 246.9 | 429.5 | 444.5 | 2024-06-11 19:00 | 0.82157 | 0.67239 | 0.67239 | 0.86332 | 0.86613
6 | 11 | 20 | 309.85 | 257.6 | 257.6 | 439.8 | 455.8 | 2024-06-11 20:00 | 0.92686 | 0.70153 | 0.70153 | 0.88402 | 0.88815
6 | 11 | 21 | 284.75 | 260.4 | 260.4 | 440.1 | 455.5 | 2024-06-11 21:00 | 0.85178 | 0.70915 | 0.70915 | 0.88462 | 0.88757
6 | 11 | 22 | 260.7 | 258.6 | 258.6 | 423.4 | 438.7 | 2024-06-11 22:00 | 0.77984 | 0.70425 | 0.70425 | 0.85106 | 0.85483
6 | 11 | 23 | 253.0833 | 248 | 248 | 423.2 | 424.5 | 2024-06-11 23:00 | 0.75705 | 0.67538 | 0.67538 | 0.85065 | 0.82716
6 | 12 | 0 | 214.4 | 237.7 | 237.7 | 347.7 | 392.4 | 2024-06-12 | 0.64134 | 0.64733 | 0.64733 | 0.69889 | 0.76461
6 | 12 | 1 | 222.9 | 239.7 | 239.7 | 356.8 | 372 | 2024-06-12 01:00 | 0.66677 | 0.65278 | 0.65278 | 0.71719 | 0.72486
6 | 12 | 2 | 216.9 | 238.4 | 238.4 | 357.6 | 363.1 | 2024-06-12 02:00 | 0.64882 | 0.64924 | 0.64924 | 0.71879 | 0.70752
6 | 12 | 3 | 217.8 | 238.6 | 238.6 | 351.7 | 353.1 | 2024-06-12 03:00 | 0.65151 | 0.64978 | 0.64978 | 0.70693 | 0.68804
6 | 12 | 4 | 232.9 | 245 | 245 | 341.6 | 347.2 | 2024-06-12 04:00 | 0.69668 | 0.66721 | 0.66721 | 0.68663 | 0.67654
6 | 12 | 5 | 222.7 | 219.6 | 219.6 | 356.5 | 339.4 | 2024-06-12 05:00 | 0.66617 | 0.59804 | 0.59804 | 0.71658 | 0.66134
6 | 12 | 6 | 218.2 | 212.4 | 212.4 | 350.4 | 353.5 | 2024-06-12 06:00 | 0.65271 | 0.57843 | 0.57843 | 0.70432 | 0.68882
6 | 12 | 7 | 199.2 | 199.7 | 199.7 | 351.9 | 365.6 | 2024-06-12 07:00 | 0.59587 | 0.54385 | 0.54385 | 0.70734 | 0.71239
6 | 12 | 8 | 150.3 | 159.5 | 159.5 | 345.9 | 365.9 | 2024-06-12 08:00 | 0.4496 | 0.43437 | 0.43437 | 0.69528 | 0.71298
6 | 12 | 9 | 71.5 | 145.6 | 145.6 | 327.9 | 367.2 | 2024-06-12 09:00 | 0.21388 | 0.39651 | 0.39651 | 0.6591 | 0.71551
6 | 12 | 10 | 41.1 | 150.3 | 150.3 | 327.9 | 337.4 | 2024-06-12 10:00 | 0.12294 | 0.40931 | 0.40931 | 0.6591 | 0.65744
6 | 12 | 11 | 60 | 149.5 | 149.5 | 336.9 | 365.2 | 2024-06-12 11:00 | 0.17948 | 0.40714 | 0.40714 | 0.67719 | 0.71161
6 | 12 | 12 | 70.2 | 154.4 | 154.4 | 340.9 | 367.3 | 2024-06-12 12:00 | 0.20999 | 0.42048 | 0.42048 | 0.68523 | 0.71571
6 | 12 | 13 | 102.3 | 199.4 | 199.4 | 318.9 | 358.2 | 2024-06-12 13:00 | 0.30601 | 0.54303 | 0.54303 | 0.64101 | 0.69797
6 | 12 | 14 | 137.2 | 191.9 | 191.9 | 329.9 | 348.5 | 2024-06-12 14:00 | 0.41041 | 0.5226 | 0.5226 | 0.66312 | 0.67907
6 | 12 | 15 | 140.5 | 182.9 | 182.9 | 365.9 | 347 | 2024-06-12 15:00 | 0.42028 | 0.49809 | 0.49809 | 0.73548 | 0.67615
6 | 12 | 16 | 156.3 | 195.1 | 195.1 | 358.4 | 362 | 2024-06-12 16:00 | 0.46754 | 0.53132 | 0.53132 | 0.7204 | 0.70538
6 | 12 | 17 | 174 | 204.1 | 204.1 | 364.2 | 363 | 2024-06-12 17:00 | 0.52049 | 0.55583 | 0.55583 | 0.73206 | 0.70733
6 | 12 | 18 | 244.5 | 222.4 | 222.4 | 382 | 402.2 | 2024-06-12 18:00 | 0.73138 | 0.60566 | 0.60566 | 0.76784 | 0.78371
6 | 12 | 19 | 275.8 | 245.8 | 245.8 | 426 | 445.1 | 2024-06-12 19:00 | 0.82501 | 0.66939 | 0.66939 | 0.85628 | 0.8673
6 | 12 | 20 | 267.6 | 244.4 | 244.4 | 463.4 | 473.2 | 2024-06-12 20:00 | 0.80048 | 0.66558 | 0.66558 | 0.93146 | 0.92206
6 | 12 | 21 | 0 | 248.9 | 248.9 | 448 | 465.1 | 2024-06-12 21:00 | 0 | 0.67783 | 0.67783 | 0.9005 | 0.90627
6 | 12 | 22 | 104.3 | 242.5 | 242.5 | 458.9 | 458.4 | 2024-06-12 22:00 | 0.312 | 0.6604 | 0.6604 | 0.92241 | 0.89322
6 | 12 | 23 | 76.4 | 238.6 | 238.6 | 420 | 433.5 | 2024-06-12 23:00 | 0.22854 | 0.64978 | 0.64978 | 0.84422 | 0.8447
6 | 13 | 0 | 181.5 | 232.8 | 232.8 | 414.9 | 404.2 | 2024-06-13 | 0.54293 | 0.63399 | 0.63399 | 0.83397 | 0.78761
6 | 13 | 1 | 212.1 | 231.9 | 231.9 | 379.5 | 388.2 | 2024-06-13 01:00 | 0.63446 | 0.63154 | 0.63154 | 0.76281 | 0.75643
6 | 13 | 2 | 190.1 | 228.6 | 228.6 | 359.3 | 376 | 2024-06-13 02:00 | 0.56865 | 0.62255 | 0.62255 | 0.72221 | 0.73266
6 | 13 | 3 | 152.5 | 230.1 | 230.1 | 364.9 | 367 | 2024-06-13 03:00 | 0.45618 | 0.62663 | 0.62663 | 0.73347 | 0.71512
6 | 13 | 4 | 176.6 | 205.4 | 205.4 | 354.9 | 361.1 | 2024-06-13 04:00 | 0.52827 | 0.55937 | 0.55937 | 0.71337 | 0.70362
6 | 13 | 5 | 171.5 | 131.6 | 131.6 | 358.9 | 372 | 2024-06-13 05:00 | 0.51301 | 0.35839 | 0.35839 | 0.72141 | 0.72486
6 | 13 | 6 | 150.4 | 119.6 | 119.6 | 362.9 | 382 | 2024-06-13 06:00 | 0.4499 | 0.32571 | 0.32571 | 0.72945 | 0.74435
6 | 13 | 7 | 164.9 | 102.4 | 102.4 | 361.5 | 380 | 2024-06-13 07:00 | 0.49327 | 0.27887 | 0.27887 | 0.72663 | 0.74045
6 | 13 | 8 | 115.3 | 94.5 | 94.5 | 352.5 | 368 | 2024-06-13 08:00 | 0.3449 | 0.25735 | 0.25735 | 0.70854 | 0.71707
6 | 13 | 9 | 91.7 | 72.5 | 72.5 | 321.5 | 354 | 2024-06-13 09:00 | 0.2743 | 0.19744 | 0.19744 | 0.64623 | 0.68979
6 | 13 | 10 | 89.3 | 62.2 | 62.2 | 277.9 | 356 | 2024-06-13 10:00 | 0.26713 | 0.16939 | 0.16939 | 0.55859 | 0.69369
6 | 13 | 11 | 86.2 | 62 | 62 | 34 | 333 | 2024-06-13 11:00 | 0.25785 | 0.16885 | 0.16885 | 0.068342 | 0.64887
6 | 13 | 12 | 85.5 | 66.7 | 66.7 | 136 | 352 | 2024-06-13 12:00 | 0.25576 | 0.18164 | 0.18164 | 0.27337 | 0.68589
6 | 13 | 13 | 87.4 | 98.9 | 98.9 | 236.1 | 349 | 2024-06-13 13:00 | 0.26144 | 0.26934 | 0.26934 | 0.47457 | 0.68005
6 | 13 | 14 | 86.6 | 99.9 | 99.9 | 241.1 | 351 | 2024-06-13 14:00 | 0.25905 | 0.27206 | 0.27206 | 0.48462 | 0.68394
6 | 13 | 15 | 89.9 | 113.3 | 113.3 | 261.5 | 356 | 2024-06-13 15:00 | 0.26892 | 0.30855 | 0.30855 | 0.52563 | 0.69369
6 | 13 | 16 | 152 | 139.8 | 139.8 | 269.5 | 327 | 2024-06-13 16:00 | 0.45468 | 0.38072 | 0.38072 | 0.54171 | 0.63718
6 | 13 | 17 | 202.1 | 191 | 191 | 285.3 | 327.9 | 2024-06-13 17:00 | 0.60455 | 0.52015 | 0.52015 | 0.57347 | 0.63893
6 | 13 | 18 | 269.9 | 244.5 | 244.5 | 325.7 | 379.5 | 2024-06-13 18:00 | 0.80736 | 0.66585 | 0.66585 | 0.65467 | 0.73948
6 | 13 | 19 | 283.5 | 265.3 | 265.3 | 391.7 | 415.7 | 2024-06-13 19:00 | 0.84804 | 0.72249 | 0.72249 | 0.78734 | 0.81002
6 | 13 | 20 | 282.25 | 256.5 | 256.5 | 373.1 | 426.5 | 2024-06-13 20:00 | 0.8443 | 0.69853 | 0.69853 | 0.74995 | 0.83106
6 | 13 | 21 | 282.1 | 262.5 | 262.5 | 306.6 | 404.3 | 2024-06-13 21:00 | 0.84385 | 0.71487 | 0.71487 | 0.61628 | 0.7878
6 | 13 | 22 | 285.8 | 258.3 | 258.3 | 287.6 | 396.6 | 2024-06-13 22:00 | 0.85492 | 0.70343 | 0.70343 | 0.57809 | 0.7728
6 | 13 | 23 | 276.7 | 251.9 | 251.9 | 271.6 | 356 | 2024-06-13 23:00 | 0.8277 | 0.686 | 0.686 | 0.54593 | 0.69369
6 | 14 | 0 | 259.7 | 246.2 | 246.2 | 272.9 | 350.6 | 2024-06-14 | 0.77685 | 0.67048 | 0.67048 | 0.54854 | 0.68316
6 | 14 | 1 | 224.2 | 187.1 | 187.1 | 266.9 | 334.8 | 2024-06-14 01:00 | 0.67066 | 0.50953 | 0.50953 | 0.53648 | 0.65238
6 | 14 | 2 | 223.2 | 208.4 | 208.4 | 266.9 | 322.2 | 2024-06-14 02:00 | 0.66766 | 0.56754 | 0.56754 | 0.53648 | 0.62783
6 | 14 | 3 | 223.3 | 214.1 | 214.1 | 262.9 | 317 | 2024-06-14 03:00 | 0.66796 | 0.58306 | 0.58306 | 0.52844 | 0.61769
6 | 14 | 4 | 249.4 | 217.7 | 217.7 | 267.9 | 317.1 | 2024-06-14 04:00 | 0.74604 | 0.59286 | 0.59286 | 0.53849 | 0.61789
6 | 14 | 5 | 233.8 | 219.4 | 219.4 | 285.9 | 326.2 | 2024-06-14 05:00 | 0.69937 | 0.59749 | 0.59749 | 0.57467 | 0.63562
6 | 14 | 6 | 228.1 | 203.6 | 203.6 | 318.9 | 343 | 2024-06-14 06:00 | 0.68232 | 0.55447 | 0.55447 | 0.64101 | 0.66836
6 | 14 | 7 | 146.7 | 195.3 | 195.3 | 304.9 | 335.6 | 2024-06-14 07:00 | 0.43883 | 0.53186 | 0.53186 | 0.61286 | 0.65394
6 | 14 | 8 | 52.4 | 153.8 | 153.8 | 297.9 | 349.6 | 2024-06-14 08:00 | 0.15675 | 0.41885 | 0.41885 | 0.59879 | 0.68122
6 | 14 | 9 | 65.9 | 156.5 | 156.5 | 295.9 | 350.8 | 2024-06-14 09:00 | 0.19713 | 0.4262 | 0.4262 | 0.59477 | 0.68355
6 | 14 | 10 | 100.9 | 161.7 | 161.7 | 291.9 | 344.1 | 2024-06-14 10:00 | 0.30182 | 0.44036 | 0.44036 | 0.58673 | 0.6705
6 | 14 | 11 | 147.3 | 155.4 | 155.4 | 304.9 | 353 | 2024-06-14 11:00 | 0.44062 | 0.4232 | 0.4232 | 0.61286 | 0.68784
6 | 14 | 12 | 115.8 | 153.2 | 153.2 | 294.9 | 361.3 | 2024-06-14 12:00 | 0.3464 | 0.41721 | 0.41721 | 0.59276 | 0.70401
6 | 14 | 13 | 115.8 | 186.6 | 186.6 | 299.9 | 316.3 | 2024-06-14 13:00 | 0.3464 | 0.50817 | 0.50817 | 0.60281 | 0.61633
6 | 14 | 14 | 103.8 | 192.2 | 192.2 | 285.9 | 341.3 | 2024-06-14 14:00 | 0.3105 | 0.52342 | 0.52342 | 0.57467 | 0.66504
6 | 14 | 15 | 94.5 | 199 | 199 | 299.9 | 364.2 | 2024-06-14 15:00 | 0.28268 | 0.54194 | 0.54194 | 0.60281 | 0.70966
6 | 14 | 16 | 123.5 | 231.4 | 231.4 | 323.9 | 392.7 | 2024-06-14 16:00 | 0.36943 | 0.63017 | 0.63017 | 0.65106 | 0.7652
6 | 14 | 17 | 129.9 | 204.3 | 204.3 | 293.5 | 414.7 | 2024-06-14 17:00 | 0.38857 | 0.55637 | 0.55637 | 0.58995 | 0.80807
6 | 14 | 18 | 246.7 | 226.2 | 226.2 | 359.7 | 451 | 2024-06-14 18:00 | 0.73796 | 0.61601 | 0.61601 | 0.72302 | 0.8788
6 | 14 | 19 | 279.1 | 268.5 | 268.5 | 417.7 | 445.2 | 2024-06-14 19:00 | 0.83488 | 0.73121 | 0.73121 | 0.8396 | 0.8675
6 | 14 | 20 | 296.5 | 273.6 | 273.6 | 443.9 | 457.8 | 2024-06-14 20:00 | 0.88693 | 0.7451 | 0.7451 | 0.89226 | 0.89205
6 | 14 | 21 | 309.4 | 264.8 | 264.8 | 435.5 | 456.6 | 2024-06-14 21:00 | 0.92552 | 0.72113 | 0.72113 | 0.87538 | 0.88971
6 | 14 | 22 | 295.8 | 251 | 251 | 421.1 | 462.2 | 2024-06-14 22:00 | 0.88483 | 0.68355 | 0.68355 | 0.84643 | 0.90062
6 | 14 | 23 | 281.8 | 246.4 | 246.4 | 410.9 | 402.7 | 2024-06-14 23:00 | 0.84296 | 0.67102 | 0.67102 | 0.82593 | 0.78468
6 | 15 | 0 | 239.4 | 247.7 | 247.7 | 351.3 | 380 | 2024-06-15 | 0.71612 | 0.67456 | 0.67456 | 0.70613 | 0.74045
6 | 15 | 1 | 197.4 | 238.4 | 238.4 | 351.1 | 372.3 | 2024-06-15 01:00 | 0.59049 | 0.64924 | 0.64924 | 0.70573 | 0.72545
6 | 15 | 2 | 180.9 | 235.2 | 235.2 | 333.9 | 365.2 | 2024-06-15 02:00 | 0.54113 | 0.64052 | 0.64052 | 0.67116 | 0.71161
6 | 15 | 3 | 183.1 | 219.4 | 219.4 | 328.9 | 357.4 | 2024-06-15 03:00 | 0.54771 | 0.59749 | 0.59749 | 0.66111 | 0.69641
6 | 15 | 4 | 184 | 212.9 | 212.9 | 318.9 | 352.2 | 2024-06-15 04:00 | 0.5504 | 0.57979 | 0.57979 | 0.64101 | 0.68628
6 | 15 | 5 | 181.8 | 221.9 | 221.9 | 326.9 | 359.3 | 2024-06-15 05:00 | 0.54382 | 0.6043 | 0.6043 | 0.65709 | 0.70012
6 | 15 | 6 | 166.8 | 224.9 | 224.9 | 342.5 | 373.5 | 2024-06-15 06:00 | 0.49895 | 0.61247 | 0.61247 | 0.68844 | 0.72779
6 | 15 | 7 | 125.4 | 219.9 | 219.9 | 334.2 | 348.2 | 2024-06-15 07:00 | 0.37511 | 0.59886 | 0.59886 | 0.67176 | 0.67849
6 | 15 | 8 | 106.1 | 180.6 | 180.6 | 349.1 | 387.2 | 2024-06-15 08:00 | 0.31738 | 0.49183 | 0.49183 | 0.70171 | 0.75448
6 | 15 | 9 | 97.4 | 182.8 | 182.8 | 295.7 | 327.3 | 2024-06-15 09:00 | 0.29136 | 0.49782 | 0.49782 | 0.59437 | 0.63776
6 | 15 | 10 | 85.5 | 71.3 | 71.3 | 313.7 | 329.3 | 2024-06-15 10:00 | 0.25576 | 0.19417 | 0.19417 | 0.63055 | 0.64166
6 | 15 | 11 | 87.7 | 61 | 61 | 318.7 | 327.3 | 2024-06-15 11:00 | 0.26234 | 0.16612 | 0.16612 | 0.6406 | 0.63776
6 | 15 | 12 | 104.4 | 40 | 40 | 376.7 | 336.2 | 2024-06-15 12:00 | 0.31229 | 0.10893 | 0.10893 | 0.75719 | 0.65511
6 | 15 | 13 | 95.7 | 18 | 18 | 329.6 | 354.3 | 2024-06-15 13:00 | 0.28627 | 0.04902 | 0.04902 | 0.66251 | 0.69037
6 | 15 | 14 | 89.5 | 69.1 | 69.1 | 352.6 | 338.7 | 2024-06-15 14:00 | 0.26772 | 0.18818 | 0.18818 | 0.70874 | 0.65998
6 | 15 | 15 | 101.7 | 34.3 | 34.3 | 365.6 | 363.6 | 2024-06-15 15:00 | 0.30422 | 0.09341 | 0.09341 | 0.73487 | 0.7085
6 | 15 | 16 | 119 | 55.5 | 55.5 | 260.9 | 351.9 | 2024-06-15 16:00 | 0.35597 | 0.15114 | 0.15114 | 0.52442 | 0.6857
6 | 15 | 17 | 132.3 | 144.6 | 144.6 | 315.9 | 366.7 | 2024-06-15 17:00 | 0.39575 | 0.39379 | 0.39379 | 0.63497 | 0.71454
6 | 15 | 18 | 224.9 | 197.3 | 197.3 | 394.2 | 389.2 | 2024-06-15 18:00 | 0.67275 | 0.53731 | 0.53731 | 0.79236 | 0.75838
6 | 15 | 19 | 255.75 | 236.4 | 236.4 | 448.9 | 481.8 | 2024-06-15 19:00 | 0.76503 | 0.64379 | 0.64379 | 0.90231 | 0.93882
6 | 15 | 20 | 288.3 | 238.1 | 238.1 | 455.9 | 482 | 2024-06-15 20:00 | 0.8624 | 0.64842 | 0.64842 | 0.91638 | 0.9392
6 | 15 | 21 | 306.8 | 243.9 | 243.9 | 448.6 | 477.6 | 2024-06-15 21:00 | 0.91774 | 0.66422 | 0.66422 | 0.90171 | 0.93063
6 | 15 | 22 | 242.7 | 242.3 | 242.3 | 432.7 | 459.2 | 2024-06-15 22:00 | 0.72599 | 0.65986 | 0.65986 | 0.86975 | 0.89478
6 | 15 | 23 | 174.7 | 244.1 | 244.1 | 397 | 428.4 | 2024-06-15 23:00 | 0.52258 | 0.66476 | 0.66476 | 0.79799 | 0.83476
6 | 16 | 0 | 212.8 | 224.4 | 224.4 | 250.2 | 407.1 | 2024-06-16 | 0.63655 | 0.61111 | 0.61111 | 0.50291 | 0.79326
6 | 16 | 1 | 189.6 | 198.5 | 198.5 | 251.6 | 384.5 | 2024-06-16 01:00 | 0.56716 | 0.54058 | 0.54058 | 0.50573 | 0.74922
6 | 16 | 2 | 179.2 | 216.3 | 216.3 | 274.9 | 375.6 | 2024-06-16 02:00 | 0.53605 | 0.58905 | 0.58905 | 0.55256 | 0.73188
6 | 16 | 3 | 178.5 | 209.9 | 209.9 | 265.9 | 368.3 | 2024-06-16 03:00 | 0.53395 | 0.57162 | 0.57162 | 0.53447 | 0.71765
6 | 16 | 4 | 184.6 | 211.2 | 211.2 | 283.9 | 365.4 | 2024-06-16 04:00 | 0.5522 | 0.57516 | 0.57516 | 0.57065 | 0.712
6 | 16 | 5 | 168.5 | 213.1 | 213.1 | 297.9 | 374.4 | 2024-06-16 05:00 | 0.50404 | 0.58034 | 0.58034 | 0.59879 | 0.72954
6 | 16 | 6 | 178 | 222.2 | 222.2 | 309.9 | 382.5 | 2024-06-16 06:00 | 0.53246 | 0.60512 | 0.60512 | 0.62291 | 0.74532
6 | 16 | 7 | 179.7 | 208.9 | 208.9 | 299.2 | 382.8 | 2024-06-16 07:00 | 0.53754 | 0.5689 | 0.5689 | 0.60141 | 0.74591
6 | 16 | 8 | 84.4 | 151.7 | 151.7 | 302.2 | 398.2 | 2024-06-16 08:00 | 0.25247 | 0.41313 | 0.41313 | 0.60744 | 0.77592
6 | 16 | 9 | 109.7 | 148.1 | 148.1 | 314.8 | 383.6 | 2024-06-16 09:00 | 0.32815 | 0.40332 | 0.40332 | 0.63276 | 0.74747
6 | 16 | 10 | 108.9 | 145.2 | 145.2 | 306.9 | 364.3 | 2024-06-16 10:00 | 0.32576 | 0.39542 | 0.39542 | 0.61688 | 0.70986
6 | 16 | 11 | 106.1 | 146.9 | 146.9 | 303.9 | 354 | 2024-06-16 11:00 | 0.31738 | 0.40005 | 0.40005 | 0.61085 | 0.68979
6 | 16 | 12 | 104 | 147.9 | 147.9 | 321.9 | 358.3 | 2024-06-16 12:00 | 0.3111 | 0.40278 | 0.40278 | 0.64704 | 0.69817
6 | 16 | 13 | 70 | 192.3 | 192.3 | 303.9 | 359.2 | 2024-06-16 13:00 | 0.20939 | 0.52369 | 0.52369 | 0.61085 | 0.69992
6 | 16 | 14 | 115 | 201.43 | 201.43 | 337.9 | 377.4 | 2024-06-16 14:00 | 0.344 | 0.54856 | 0.54856 | 0.6792 | 0.73539
6 | 16 | 15 | 121.8 | 204.59 | 204.59 | 325.7 | 399.1 | 2024-06-16 15:00 | 0.36434 | 0.55716 | 0.55716 | 0.65467 | 0.77767
6 | 16 | 16 | 124.1 | 188 | 188 | 324.3 | 395.7 | 2024-06-16 16:00 | 0.37122 | 0.51198 | 0.51198 | 0.65186 | 0.77104
6 | 16 | 17 | 131.4 | 191 | 191 | 347.8 | 402.7 | 2024-06-16 17:00 | 0.39306 | 0.52015 | 0.52015 | 0.6991 | 0.78468
6 | 16 | 18 | 191.4 | 226.2 | 226.2 | 389.1 | 417.4 | 2024-06-16 18:00 | 0.57254 | 0.61601 | 0.61601 | 0.78211 | 0.81333
6 | 16 | 19 | 220.2 | 263.7 | 263.7 | 456.3 | 456 | 2024-06-16 19:00 | 0.65869 | 0.71814 | 0.71814 | 0.91719 | 0.88854
6 | 16 | 20 | 262.8 | 260 | 260 | 464.4 | 490.5 | 2024-06-16 20:00 | 0.78612 | 0.70806 | 0.70806 | 0.93347 | 0.95577
6 | 16 | 21 | 281.8 | 251.8 | 251.8 | 438.5 | 486.4 | 2024-06-16 21:00 | 0.84296 | 0.68573 | 0.68573 | 0.88141 | 0.94778
6 | 16 | 22 | 270.1 | 256.6 | 256.6 | 438.4 | 426.2 | 2024-06-16 22:00 | 0.80796 | 0.6988 | 0.6988 | 0.88121 | 0.83048
6 | 16 | 23 | 265.8 | 255.8 | 255.8 | 420.7 | 447.6 | 2024-06-16 23:00 | 0.79509 | 0.69662 | 0.69662 | 0.84563 | 0.87217
6 | 17 | 0 | 171.9 | 255.6 | 255.6 | 389 | 426.4 | 2024-06-17 | 0.51421 | 0.69608 | 0.69608 | 0.78191 | 0.83087
6 | 17 | 1 | 70.9 | 243.6 | 243.6 | 371.4 | 397.4 | 2024-06-17 01:00 | 0.21208 | 0.6634 | 0.6634 | 0.74653 | 0.77436
6 | 17 | 2 | 142.7 | 240.5 | 240.5 | 332.7 | 388.3 | 2024-06-17 02:00 | 0.42686 | 0.65496 | 0.65496 | 0.66874 | 0.75663
6 | 17 | 3 | 161.7 | 237.5 | 237.5 | 348 | 380.9 | 2024-06-17 03:00 | 0.4837 | 0.64679 | 0.64679 | 0.6995 | 0.74221
6 | 17 | 4 | 144.7 | 236.4 | 236.4 | 350.1 | 366.8 | 2024-06-17 04:00 | 0.43284 | 0.64379 | 0.64379 | 0.70372 | 0.71473
6 | 17 | 5 | 139.7 | 236.1 | 236.1 | 370.6 | 370.6 | 2024-06-17 05:00 | 0.41789 | 0.64297 | 0.64297 | 0.74492 | 0.72214
6 | 17 | 6 | 93.5 | 232.1 | 232.1 | 375.7 | 373.3 | 2024-06-17 06:00 | 0.27969 | 0.63208 | 0.63208 | 0.75518 | 0.7274
6 | 17 | 7 | 89.5 | 179 | 179 | 349.5 | 380.2 | 2024-06-17 07:00 | 0.26772 | 0.48747 | 0.48747 | 0.70251 | 0.74084
6 | 17 | 8 | 71.8 | 157.7 | 157.7 | 345 | 341.7 | 2024-06-17 08:00 | 0.21478 | 0.42947 | 0.42947 | 0.69347 | 0.66582
6 | 17 | 9 | 79.2 | 157.6 | 157.6 | 335.5 | 340.2 | 2024-06-17 09:00 | 0.23691 | 0.42919 | 0.42919 | 0.67437 | 0.6629
6 | 17 | 10 | 87.3 | 161.3 | 161.3 | 326.5 | 358.3 | 2024-06-17 10:00 | 0.26114 | 0.43927 | 0.43927 | 0.65628 | 0.69817
6 | 17 | 11 | 72.2 | 155.4 | 155.4 | 332.5 | 353.2 | 2024-06-17 11:00 | 0.21597 | 0.4232 | 0.4232 | 0.66834 | 0.68823
6 | 17 | 12 | 72.3 | 150.4 | 150.4 | 325.5 | 397 | 2024-06-17 12:00 | 0.21627 | 0.40959 | 0.40959 | 0.65427 | 0.77358
6 | 17 | 13 | 75.4 | 179.6 | 179.6 | 315.5 | 350.2 | 2024-06-17 13:00 | 0.22555 | 0.48911 | 0.48911 | 0.63417 | 0.68239
6 | 17 | 14 | 77.8 | 222.5 | 222.5 | 327.5 | 354.4 | 2024-06-17 14:00 | 0.23273 | 0.60594 | 0.60594 | 0.65829 | 0.69057
6 | 17 | 15 | 81.3 | 229.2 | 229.2 | 334.5 | 331.3 | 2024-06-17 15:00 | 0.24319 | 0.62418 | 0.62418 | 0.67236 | 0.64556
6 | 17 | 16 | 81.5 | 208.8 | 208.8 | 297.5 | 328.3 | 2024-06-17 16:00 | 0.24379 | 0.56863 | 0.56863 | 0.59799 | 0.63971
6 | 17 | 17 | 112.4 | 238.3 | 238.3 | 352.5 | 366.8 | 2024-06-17 17:00 | 0.33622 | 0.64897 | 0.64897 | 0.70854 | 0.71473
6 | 17 | 18 | 161.4 | 255.6 | 255.6 | 360.2 | 365.1 | 2024-06-17 18:00 | 0.4828 | 0.69608 | 0.69608 | 0.72402 | 0.71142
6 | 17 | 19 | 216.3 | 264.2 | 264.2 | 415.7 | 438.5 | 2024-06-17 19:00 | 0.64702 | 0.7195 | 0.7195 | 0.83558 | 0.85444
6 | 17 | 20 | 226.3 | 266.6 | 266.6 | 447.6 | 447.2 | 2024-06-17 20:00 | 0.67694 | 0.72603 | 0.72603 | 0.8997 | 0.8714
6 | 17 | 21 | 215.6 | 264.1 | 264.1 | 454.3 | 435.1 | 2024-06-17 21:00 | 0.64493 | 0.71923 | 0.71923 | 0.91317 | 0.84782
6 | 17 | 22 | 269.3 | 255.7 | 255.7 | 411.3 | 465.7 | 2024-06-17 22:00 | 0.80556 | 0.69635 | 0.69635 | 0.82673 | 0.90744
6 | 17 | 23 | 247.6 | 245.4 | 245.4 | 422.9 | 357.3 | 2024-06-17 23:00 | 0.74065 | 0.6683 | 0.6683 | 0.85005 | 0.69622
6 | 18 | 0 | 246.2 | 240.9 | 240.9 | 396.7 | 348 | 2024-06-18 | 0.73646 | 0.65605 | 0.65605 | 0.79739 | 0.6781
6 | 18 | 1 | 239.5 | 239 | 239 | 389.9 | 328.9 | 2024-06-18 01:00 | 0.71642 | 0.65087 | 0.65087 | 0.78372 | 0.64088
6 | 18 | 2 | 234.5 | 219.8 | 219.8 | 373.8 | 322.2 | 2024-06-18 02:00 | 0.70147 | 0.59858 | 0.59858 | 0.75136 | 0.62783
6 | 18 | 3 | 247.1 | 217.9 | 217.9 | 377.8 | 314.1 | 2024-06-18 03:00 | 0.73916 | 0.59341 | 0.59341 | 0.7594 | 0.61204
6 | 18 | 4 | 239.63 | 219.7 | 219.7 | 361.9 | 308.3 | 2024-06-18 04:00 | 0.71681 | 0.59831 | 0.59831 | 0.72744 | 0.60074
6 | 18 | 5 | 232.8 | 222 | 222 | 366.8 | 317.3 | 2024-06-18 05:00 | 0.69638 | 0.60458 | 0.60458 | 0.73729 | 0.61828
6 | 18 | 6 | 170.9 | 229.3 | 229.3 | 381.9 | 328.6 | 2024-06-18 06:00 | 0.51122 | 0.62446 | 0.62446 | 0.76764 | 0.6403
6 | 18 | 7 | 147.3 | 237.4 | 237.4 | 332.5 | 341.4 | 2024-06-18 07:00 | 0.44062 | 0.64651 | 0.64651 | 0.66834 | 0.66524
6 | 18 | 8 | 143.5 | 190.3 | 190.3 | 366.1 | 348 | 2024-06-18 08:00 | 0.42926 | 0.51825 | 0.51825 | 0.73588 | 0.6781
6 | 18 | 9 | 140.1 | 129 | 129 | 343.1 | 352.2 | 2024-06-18 09:00 | 0.41908 | 0.35131 | 0.35131 | 0.68965 | 0.68628
6 | 18 | 10 | 133.7 | 129.3 | 129.3 | 154.1 | 321.1 | 2024-06-18 10:00 | 0.39994 | 0.35212 | 0.35212 | 0.30975 | 0.62568
6 | 18 | 11 | 131.7 | 134.3 | 134.3 | 239.2 | 287.2 | 2024-06-18 11:00 | 0.39396 | 0.36574 | 0.36574 | 0.4808 | 0.55963
6 | 18 | 12 | 146.1 | 137.9 | 137.9 | 273.6 | 317.2 | 2024-06-18 12:00 | 0.43703 | 0.37554 | 0.37554 | 0.54995 | 0.61808
6 | 18 | 13 | 144.4 | 157.6 | 157.6 | 255.8 | 316.2 | 2024-06-18 13:00 | 0.43195 | 0.42919 | 0.42919 | 0.51417 | 0.61613
6 | 18 | 14 | 148.4 | 159.3 | 159.3 | 272.8 | 315.2 | 2024-06-18 14:00 | 0.44391 | 0.43382 | 0.43382 | 0.54834 | 0.61419
6 | 18 | 15 | 150.3 | 35 | 35 | 265.8 | 302.1 | 2024-06-18 15:00 | 0.4496 | 0.095316 | 0.095316 | 0.53427 | 0.58866
6 | 18 | 16 | 147 | 126.4 | 126.4 | 279.2 | 306.1 | 2024-06-18 16:00 | 0.43972 | 0.34423 | 0.34423 | 0.56121 | 0.59645
6 | 18 | 17 | 173.4 | 183.5 | 183.5 | 297 | 326.2 | 2024-06-18 17:00 | 0.5187 | 0.49973 | 0.49973 | 0.59698 | 0.63562
6 | 18 | 18 | 216.2 | 215.1 | 215.1 | 315.8 | 344.9 | 2024-06-18 18:00 | 0.64672 | 0.58578 | 0.58578 | 0.63477 | 0.67206
6 | 18 | 19 | 126.35 | 227.9 | 227.9 | 388.4 | 403.1 | 2024-06-18 19:00 | 0.37795 | 0.62064 | 0.62064 | 0.7807 | 0.78546
6 | 18 | 20 | 77.7 | 235.9 | 235.9 | 392.5 | 398.6 | 2024-06-18 20:00 | 0.23243 | 0.64243 | 0.64243 | 0.78894 | 0.7767
6 | 18 | 21 | 246.2 | 230.9 | 230.9 | 383.4 | 385 | 2024-06-18 21:00 | 0.73646 | 0.62881 | 0.62881 | 0.77065 | 0.75019
6 | 18 | 22 | 291 | 229.9 | 229.9 | 375.9 | 373.4 | 2024-06-18 22:00 | 0.87048 | 0.62609 | 0.62609 | 0.75558 | 0.72759
6 | 18 | 23 | 224.3 | 261.8 | 261.8 | 360.2 | 334 | 2024-06-18 23:00 | 0.67095 | 0.71296 | 0.71296 | 0.72402 | 0.65082
6 | 19 | 0 | 219.6 | 257.4 | 257.4 | 312.6 | 317.2 | 2024-06-19 | 0.6569 | 0.70098 | 0.70098 | 0.62834 | 0.61808
6 | 19 | 1 | 213.8 | 248.7 | 248.7 | 299.5 | 301.1 | 2024-06-19 01:00 | 0.63955 | 0.67729 | 0.67729 | 0.60201 | 0.58671
6 | 19 | 2 | 205.3 | 246.3 | 246.3 | 292.5 | 291.2 | 2024-06-19 02:00 | 0.61412 | 0.67075 | 0.67075 | 0.58794 | 0.56742
6 | 19 | 3 | 205.4 | 242.4 | 242.4 | 291 | 274.2 | 2024-06-19 03:00 | 0.61442 | 0.66013 | 0.66013 | 0.58492 | 0.53429
6 | 19 | 4 | 249.9 | 239.8 | 239.8 | 294 | 269.6 | 2024-06-19 04:00 | 0.74753 | 0.65305 | 0.65305 | 0.59095 | 0.52533
6 | 19 | 5 | 240.6 | 243.3 | 243.3 | 312 | 270.8 | 2024-06-19 05:00 | 0.71971 | 0.66258 | 0.66258 | 0.62714 | 0.52767
6 | 19 | 6 | 238 | 250.4 | 250.4 | 320.5 | 263.3 | 2024-06-19 06:00 | 0.71194 | 0.68192 | 0.68192 | 0.64422 | 0.51306
6 | 19 | 7 | 236.4 | 224.9 | 224.9 | 329.5 | 282.7 | 2024-06-19 07:00 | 0.70715 | 0.61247 | 0.61247 | 0.66231 | 0.55086
6 | 19 | 8 | 182.9 | 178.8 | 178.8 | 318.5 | 293 | 2024-06-19 08:00 | 0.54711 | 0.48693 | 0.48693 | 0.6402 | 0.57093
6 | 19 | 9 | 171.6 | 141.9 | 141.9 | 322.5 | 304.2 | 2024-06-19 09:00 | 0.51331 | 0.38644 | 0.38644 | 0.64824 | 0.59275
6 | 19 | 10 | 171.8 | 141.7 | 141.7 | 324.5 | 309.2 | 2024-06-19 10:00 | 0.51391 | 0.38589 | 0.38589 | 0.65226 | 0.60249
6 | 19 | 11 | 171.6 | 134 | 134 | 313.5 | 303 | 2024-06-19 11:00 | 0.51331 | 0.36492 | 0.36492 | 0.63015 | 0.59041
6 | 19 | 12 | 170.4 | 187.3 | 187.3 | 309.5 | 301.4 | 2024-06-19 12:00 | 0.50972 | 0.51008 | 0.51008 | 0.62211 | 0.5873
6 | 19 | 13 | 169.7 | 218.6 | 218.6 | 324.5 | 287.2 | 2024-06-19 13:00 | 0.50763 | 0.59532 | 0.59532 | 0.65226 | 0.55963
6 | 19 | 14 | 166.8 | 197.5 | 197.5 | 341.5 | 286.7 | 2024-06-19 14:00 | 0.49895 | 0.53785 | 0.53785 | 0.68643 | 0.55865
6 | 19 | 15 | 169.9 | 181.9 | 181.9 | 337.5 | 287 | 2024-06-19 15:00 | 0.50823 | 0.49537 | 0.49537 | 0.67839 | 0.55924
6 | 19 | 16 | 167.6 | 181 | 181 | 335.5 | 312.2 | 2024-06-19 16:00 | 0.50135 | 0.49292 | 0.49292 | 0.67437 | 0.60834
6 | 19 | 17 | 207.7 | 185.6 | 185.6 | 354.4 | 325.2 | 2024-06-19 17:00 | 0.6213 | 0.50545 | 0.50545 | 0.71236 | 0.63367
6 | 19 | 18 | 261.4 | 231.4 | 231.4 | 298.3 | 334.4 | 2024-06-19 18:00 | 0.78193 | 0.63017 | 0.63017 | 0.5996 | 0.6516
6 | 19 | 19 | 150.4 | 268.6 | 268.6 | 417.2 | 395.3 | 2024-06-19 19:00 | 0.4499 | 0.73148 | 0.73148 | 0.83859 | 0.77027
6 | 19 | 20 | 0 | 269 | 269 | 432.9 | 391.7 | 2024-06-19 20:00 | 0 | 0.73257 | 0.73257 | 0.87015 | 0.76325
6 | 19 | 21 | 33.35 | 274.1 | 274.1 | 347.7 | 380.3 | 2024-06-19 21:00 | 0.099761 | 0.74646 | 0.74646 | 0.69889 | 0.74104
6 | 19 | 22 | 124.35 | 266 | 266 | 355 | 352.3 | 2024-06-19 22:00 | 0.37197 | 0.7244 | 0.7244 | 0.71357 | 0.68648
6 | 19 | 23 | 199.9 | 259.4 | 259.4 | 341.3 | 316.7 | 2024-06-19 23:00 | 0.59797 | 0.70643 | 0.70643 | 0.68603 | 0.61711
6 | 20 | 0 | 216.1 | 239.81 | 239.81 | 330.5 | 301.5 | 2024-06-20 | 0.64643 | 0.65308 | 0.65308 | 0.66432 | 0.58749
6 | 20 | 1 | 198.1 | 237.7 | 237.7 | 319.5 | 287.3 | 2024-06-20 01:00 | 0.59258 | 0.64733 | 0.64733 | 0.64221 | 0.55982
6 | 20 | 2 | 202.4 | 233.7 | 233.7 | 324.5 | 282.5 | 2024-06-20 02:00 | 0.60544 | 0.63644 | 0.63644 | 0.65226 | 0.55047
6 | 20 | 3 | 209.5 | 232.7 | 232.7 | 310.5 | 257.5 | 2024-06-20 03:00 | 0.62668 | 0.63371 | 0.63371 | 0.62412 | 0.50175
6 | 20 | 4 | 221.7 | 231.44 | 231.44 | 297.5 | 264.7 | 2024-06-20 04:00 | 0.66318 | 0.63028 | 0.63028 | 0.59799 | 0.51578
6 | 20 | 5 | 213.6 | 231.51 | 231.51 | 286.5 | 283.4 | 2024-06-20 05:00 | 0.63895 | 0.63047 | 0.63047 | 0.57588 | 0.55222
6 | 20 | 6 | 212 | 240.12 | 240.12 | 298.5 | 304.5 | 2024-06-20 06:00 | 0.63416 | 0.65392 | 0.65392 | 0.6 | 0.59334
6 | 20 | 7 | 208.6 | 146.5 | 146.5 | 298.5 | 317.5 | 2024-06-20 07:00 | 0.62399 | 0.39897 | 0.39897 | 0.6 | 0.61867
6 | 20 | 8 | 214.3 | 148.7 | 148.7 | 279.5 | 327.3 | 2024-06-20 08:00 | 0.64104 | 0.40496 | 0.40496 | 0.56181 | 0.63776
6 | 20 | 9 | 191.5 | 139.1 | 139.1 | 300.5 | 325 | 2024-06-20 09:00 | 0.57284 | 0.37881 | 0.37881 | 0.60402 | 0.63328
6 | 20 | 10 | 167.7 | 140 | 140 | 297.5 | 332.5 | 2024-06-20 10:00 | 0.50165 | 0.38126 | 0.38126 | 0.59799 | 0.6479
6 | 20 | 11 | 171.7 | 140.2 | 140.2 | 299.5 | 341.2 | 2024-06-20 11:00 | 0.51361 | 0.38181 | 0.38181 | 0.60201 | 0.66485
6 | 20 | 12 | 166.3 | 166 | 166 | 304.5 | 347.7 | 2024-06-20 12:00 | 0.49746 | 0.45207 | 0.45207 | 0.61206 | 0.67751
6 | 20 | 13 | 166.2 | 207 | 207 | 304.5 | 362.7 | 2024-06-20 13:00 | 0.49716 | 0.56373 | 0.56373 | 0.61206 | 0.70674
6 | 20 | 14 | 169.2 | 140.1 | 140.1 | 314.5 | 337.3 | 2024-06-20 14:00 | 0.50613 | 0.38154 | 0.38154 | 0.63216 | 0.65725
6 | 20 | 15 | 173 | 105.1 | 105.1 | 315.5 | 359.6 | 2024-06-20 15:00 | 0.5175 | 0.28622 | 0.28622 | 0.63417 | 0.7007
6 | 20 | 16 | 172.1 | 105.1 | 105.1 | 313 | 364.7 | 2024-06-20 16:00 | 0.51481 | 0.28622 | 0.28622 | 0.62915 | 0.71064
6 | 20 | 17 | 191 | 102 | 102 | 335 | 344.3 | 2024-06-20 17:00 | 0.57134 | 0.27778 | 0.27778 | 0.67337 | 0.67089
6 | 20 | 18 | 243.15 | 222.3 | 222.3 | 363.2 | 357.4 | 2024-06-20 18:00 | 0.72734 | 0.60539 | 0.60539 | 0.73005 | 0.69641
6 | 20 | 19 | 275.1 | 242.2 | 242.2 | 387.3 | 397.3 | 2024-06-20 19:00 | 0.82291 | 0.65959 | 0.65959 | 0.77849 | 0.77416
6 | 20 | 20 | 261.2 | 249.1 | 249.1 | 411.2 | 403 | 2024-06-20 20:00 | 0.78133 | 0.67838 | 0.67838 | 0.82653 | 0.78527
6 | 20 | 21 | 285.4 | 255.8 | 255.8 | 387.5 | 367.5 | 2024-06-20 21:00 | 0.85372 | 0.69662 | 0.69662 | 0.77889 | 0.7161
6 | 20 | 22 | 275.9 | 232.8 | 232.8 | 372.7 | 356.2 | 2024-06-20 22:00 | 0.82531 | 0.63399 | 0.63399 | 0.74915 | 0.69408
6 | 20 | 23 | 265 | 241.7 | 241.7 | 367.7 | 321.1 | 2024-06-20 23:00 | 0.7927 | 0.65822 | 0.65822 | 0.7391 | 0.62568
6 | 21 | 0 | 231.6 | 232.5 | 232.5 | 290.5 | 309.9 | 2024-06-21 | 0.69279 | 0.63317 | 0.63317 | 0.58392 | 0.60386
6 | 21 | 1 | 227.4 | 232.5 | 232.5 | 279.5 | 300.8 | 2024-06-21 01:00 | 0.68023 | 0.63317 | 0.63317 | 0.56181 | 0.58613
6 | 21 | 2 | 197.7 | 225 | 225 | 277.5 | 293 | 2024-06-21 02:00 | 0.59138 | 0.61275 | 0.61275 | 0.55779 | 0.57093
6 | 21 | 3 | 212.8 | 225 | 225 | 267.5 | 280 | 2024-06-21 03:00 | 0.63655 | 0.61275 | 0.61275 | 0.53769 | 0.5456
6 | 21 | 4 | 208.9 | 226.5 | 226.5 | 250.5 | 283.2 | 2024-06-21 04:00 | 0.62489 | 0.61683 | 0.61683 | 0.50352 | 0.55183
6 | 21 | 5 | 195.4 | 225.5 | 225.5 | 264.5 | 298.3 | 2024-06-21 05:00 | 0.5845 | 0.61411 | 0.61411 | 0.53166 | 0.58125
6 | 21 | 6 | 196 | 166 | 166 | 292.5 | 325.5 | 2024-06-21 06:00 | 0.5863 | 0.45207 | 0.45207 | 0.58794 | 0.63426
6 | 21 | 7 | 186.9 | 97 | 97 | 289.5 | 343.4 | 2024-06-21 07:00 | 0.55908 | 0.26416 | 0.26416 | 0.58191 | 0.66913
6 | 21 | 8 | 182.1 | 97.2 | 97.2 | 290.5 | 348.1 | 2024-06-21 08:00 | 0.54472 | 0.26471 | 0.26471 | 0.58392 | 0.67829
6 | 21 | 9 | 172 | 101.5 | 101.5 | 290.5 | 343.2 | 2024-06-21 09:00 | 0.51451 | 0.27642 | 0.27642 | 0.58392 | 0.66875
6 | 21 | 10 | 189.7 | 100.2 | 100.2 | 294.5 | 348 | 2024-06-21 10:00 | 0.56745 | 0.27288 | 0.27288 | 0.59196 | 0.6781
6 | 21 | 11 | 182.2 | 100.4 | 100.4 | 290.5 | 282.8 | 2024-06-21 11:00 | 0.54502 | 0.27342 | 0.27342 | 0.58392 | 0.55105
6 | 21 | 12 | 174.5 | 101.2 | 101.2 | 280.5 | 279.4 | 2024-06-21 12:00 | 0.52199 | 0.2756 | 0.2756 | 0.56382 | 0.54443
6 | 21 | 13 | 181.4 | 145.2 | 145.2 | 276.5 | 285 | 2024-06-21 13:00 | 0.54263 | 0.39542 | 0.39542 | 0.55578 | 0.55534
6 | 21 | 14 | 190.4 | 142.8 | 142.8 | 283.5 | 235.1 | 2024-06-21 14:00 | 0.56955 | 0.38889 | 0.38889 | 0.56985 | 0.45811
6 | 21 | 15 | 177.3 | 139.7 | 139.7 | 306.5 | 188.7 | 2024-06-21 15:00 | 0.53036 | 0.38045 | 0.38045 | 0.61608 | 0.36769
6 | 21 | 16 | 181.2 | 164.4 | 164.4 | 281.5 | 204.9 | 2024-06-21 16:00 | 0.54203 | 0.44771 | 0.44771 | 0.56583 | 0.39926
6 | 21 | 17 | 238.6 | 178.8 | 178.8 | 297.5 | 209.3 | 2024-06-21 17:00 | 0.71373 | 0.48693 | 0.48693 | 0.59799 | 0.40783
6 | 21 | 18 | 251.8 | 194.5 | 194.5 | 324.5 | 239 | 2024-06-21 18:00 | 0.75322 | 0.52968 | 0.52968 | 0.65226 | 0.46571
6 | 21 | 19 | 260.1 | 208.3 | 208.3 | 372 | 284.1 | 2024-06-21 19:00 | 0.77804 | 0.56727 | 0.56727 | 0.74774 | 0.55359
6 | 21 | 20 | 249.2 | 216.9 | 216.9 | 394.4 | 354.5 | 2024-06-21 20:00 | 0.74544 | 0.59069 | 0.59069 | 0.79276 | 0.69076
6 | 21 | 21 | 245.4 | 218.9 | 218.9 | 392.5 | 328.6 | 2024-06-21 21:00 | 0.73407 | 0.59613 | 0.59613 | 0.78894 | 0.6403
6 | 21 | 22 | 250 | 216.8 | 216.8 | 368.5 | 310.1 | 2024-06-21 22:00 | 0.74783 | 0.59041 | 0.59041 | 0.7407 | 0.60425
6 | 21 | 23 | 236.4 | 206.4 | 206.4 | 351.9 | 279.4 | 2024-06-21 23:00 | 0.70715 | 0.56209 | 0.56209 | 0.70734 | 0.54443
6 | 22 | 0 | 226.4 | 188.5 | 188.5 | 295.5 | 318 | 2024-06-22 | 0.67724 | 0.51334 | 0.51334 | 0.59397 | 0.61964
6 | 22 | 1 | 222.5 | 193.2 | 193.2 | 298.5 | 305 | 2024-06-22 01:00 | 0.66557 | 0.52614 | 0.52614 | 0.6 | 0.59431
6 | 22 | 2 | 218.7 | 194.3 | 194.3 | 295.5 | 299 | 2024-06-22 02:00 | 0.6542 | 0.52914 | 0.52914 | 0.59397 | 0.58262
6 | 22 | 3 | 223.7 | 190.6 | 190.6 | 290.5 | 297 | 2024-06-22 03:00 | 0.66916 | 0.51906 | 0.51906 | 0.58392 | 0.57872
6 | 22 | 4 | 229 | 192.8 | 192.8 | 280.5 | 297 | 2024-06-22 04:00 | 0.68501 | 0.52505 | 0.52505 | 0.56382 | 0.57872
6 | 22 | 5 | 190.6 | 197 | 197 | 309.5 | 311 | 2024-06-22 05:00 | 0.57015 | 0.53649 | 0.53649 | 0.62211 | 0.606
6 | 22 | 6 | 193.6 | 134.6 | 134.6 | 328.5 | 334 | 2024-06-22 06:00 | 0.57912 | 0.36656 | 0.36656 | 0.6603 | 0.65082
6 | 22 | 7 | 218.6 | 128.9 | 128.9 | 315.5 | 340 | 2024-06-22 07:00 | 0.6539 | 0.35103 | 0.35103 | 0.63417 | 0.66251
6 | 22 | 8 | 205.5 | 109.7 | 109.7 | 307.5 | 329 | 2024-06-22 08:00 | 0.61472 | 0.29875 | 0.29875 | 0.61809 | 0.64108
6 | 22 | 9 | 201.9 | 110.2 | 110.2 | 322.5 | 340 | 2024-06-22 09:00 | 0.60395 | 0.30011 | 0.30011 | 0.64824 | 0.66251
6 | 22 | 10 | 201.1 | 101.2 | 101.2 | 289.5 | 315 | 2024-06-22 10:00 | 0.60156 | 0.2756 | 0.2756 | 0.58191 | 0.6138
6 | 22 | 11 | 191.9 | 97.8 | 97.8 | 297.5 | 309 | 2024-06-22 11:00 | 0.57404 | 0.26634 | 0.26634 | 0.59799 | 0.6021
6 | 22 | 12 | 197.3 | 101.2 | 101.2 | 300.5 | 316 | 2024-06-22 12:00 | 0.59019 | 0.2756 | 0.2756 | 0.60402 | 0.61574
6 | 22 | 13 | 199.9 | 132.9 | 132.9 | 306.5 | 325 | 2024-06-22 13:00 | 0.59797 | 0.36193 | 0.36193 | 0.61608 | 0.63328
6 | 22 | 14 | 200.9 | 158.6 | 158.6 | 301.5 | 329 | 2024-06-22 14:00 | 0.60096 | 0.43192 | 0.43192 | 0.60603 | 0.64108
6 | 22 | 15 | 176.3 | 144.6 | 144.6 | 298.8 | 330 | 2024-06-22 15:00 | 0.52737 | 0.39379 | 0.39379 | 0.6006 | 0.64302
6 | 22 | 16 | 199.7 | 141.2 | 141.2 | 340.8 | 337 | 2024-06-22 16:00 | 0.59737 | 0.38453 | 0.38453 | 0.68503 | 0.65666
6 | 22 | 17 | 212.8 | 137.5 | 137.5 | 333.5 | 361 | 2024-06-22 17:00 | 0.63655 | 0.37446 | 0.37446 | 0.67035 | 0.70343
6 | 22 | 18 | 244.55 | 197.85 | 197.85 | 374.3 | 372.8 | 2024-06-22 18:00 | 0.73153 | 0.53881 | 0.53881 | 0.75236 | 0.72642
6 | 22 | 19 | 270.9 | 213.85 | 213.85 | 394.7 | 430.1 | 2024-06-22 19:00 | 0.81035 | 0.58238 | 0.58238 | 0.79337 | 0.83807
6 | 22 | 20 | 270.5 | 223.6 | 223.6 | 435.5 | 431.2 | 2024-06-22 20:00 | 0.80915 | 0.60893 | 0.60893 | 0.87538 | 0.84022
6 | 22 | 21 | 274.3 | 224.35 | 224.35 | 432.7 | 420.9 | 2024-06-22 21:00 | 0.82052 | 0.61097 | 0.61097 | 0.86975 | 0.82015
6 | 22 | 22 | 265.4 | 211.95 | 211.95 | 384.6 | 183.3 | 2024-06-22 22:00 | 0.7939 | 0.57721 | 0.57721 | 0.77307 | 0.35717
6 | 22 | 23 | 262.85 | 197.85 | 197.85 | 390.1 | 251.3 | 2024-06-22 23:00 | 0.78627 | 0.53881 | 0.53881 | 0.78412 | 0.48967
6 | 23 | 0 | 246.7 | 219.9 | 219.9 | 330.9 | 237.3 | 2024-06-23 | 0.73796 | 0.59886 | 0.59886 | 0.66513 | 0.46239
6 | 23 | 1 | 227.3 | 188.9 | 188.9 | 342.5 | 255.2 | 2024-06-23 01:00 | 0.67993 | 0.51443 | 0.51443 | 0.68844 | 0.49727
6 | 23 | 2 | 221.3 | 178.9 | 178.9 | 316.9 | 249.2 | 2024-06-23 02:00 | 0.66198 | 0.4872 | 0.4872 | 0.63698 | 0.48558
6 | 23 | 3 | 227.2 | 192 | 192 | 315.5 | 246.5 | 2024-06-23 03:00 | 0.67963 | 0.52288 | 0.52288 | 0.63417 | 0.48032
6 | 23 | 4 | 238.1 | 192.6 | 192.6 | 317.5 | 254.3 | 2024-06-23 04:00 | 0.71223 | 0.52451 | 0.52451 | 0.63819 | 0.49552
6 | 23 | 5 | 223 | 192.3 | 192.3 | 329.5 | 261.3 | 2024-06-23 05:00 | 0.66707 | 0.52369 | 0.52369 | 0.66231 | 0.50916
6 | 23 | 6 | 172.8 | 199.3 | 199.3 | 328.5 | 277.2 | 2024-06-23 06:00 | 0.5169 | 0.54276 | 0.54276 | 0.6603 | 0.54014
6 | 23 | 7 | 125 | 135.6 | 135.6 | 314.5 | 299.4 | 2024-06-23 07:00 | 0.37392 | 0.36928 | 0.36928 | 0.63216 | 0.5834
6 | 23 | 8 | 146.9 | 117.7 | 117.7 | 306.5 | 326.4 | 2024-06-23 08:00 | 0.43943 | 0.32053 | 0.32053 | 0.61608 | 0.63601
6 | 23 | 9 | 140.8 | 84.1 | 84.1 | 293.5 | 312.2 | 2024-06-23 09:00 | 0.42118 | 0.22903 | 0.22903 | 0.58995 | 0.60834
6 | 23 | 10 | 132.2 | 46.2 | 46.2 | 288.5 | 311.1 | 2024-06-23 10:00 | 0.39545 | 0.12582 | 0.12582 | 0.5799 | 0.6062
6 | 23 | 11 | 130.1 | 19.1 | 19.1 | 306.5 | 325.9 | 2024-06-23 11:00 | 0.38917 | 0.052015 | 0.052015 | 0.61608 | 0.63504
6 | 23 | 12 | 130.5 | 68.7 | 68.7 | 280.5 | 321.2 | 2024-06-23 12:00 | 0.39037 | 0.18709 | 0.18709 | 0.56382 | 0.62588
6 | 23 | 13 | 136 | 175.85 | 175.85 | 276.5 | 324.4 | 2024-06-23 13:00 | 0.40682 | 0.47889 | 0.47889 | 0.55578 | 0.63211
6 | 23 | 14 | 141.2 | 171.65 | 171.65 | 278.5 | 314.1 | 2024-06-23 14:00 | 0.42238 | 0.46746 | 0.46746 | 0.5598 | 0.61204
6 | 23 | 15 | 139 | 187.7 | 187.7 | 282.5 | 331.5 | 2024-06-23 15:00 | 0.41579 | 0.51117 | 0.51117 | 0.56784 | 0.64595
6 | 23 | 16 | 144.8 | 188.5 | 188.5 | 293.5 | 329.2 | 2024-06-23 16:00 | 0.43314 | 0.51334 | 0.51334 | 0.58995 | 0.64147
6 | 23 | 17 | 135.5 | 192.1 | 192.1 | 313.5 | 312.3 | 2024-06-23 17:00 | 0.40532 | 0.52315 | 0.52315 | 0.63015 | 0.60853
6 | 23 | 18 | 242.5 | 217.2 | 217.2 | 339.3 | 379 | 2024-06-23 18:00 | 0.7254 | 0.5915 | 0.5915 | 0.68201 | 0.7385
6 | 23 | 19 | 288.3 | 220.6 | 220.6 | 407.1 | 432.5 | 2024-06-23 19:00 | 0.8624 | 0.60076 | 0.60076 | 0.81829 | 0.84275
6 | 23 | 20 | 300.65 | 265.2 | 265.2 | 380.6 | 435.5 | 2024-06-23 20:00 | 0.89934 | 0.72222 | 0.72222 | 0.76503 | 0.8486
6 | 23 | 21 | 296.05 | 262.3 | 262.3 | 395.5 | 435 | 2024-06-23 21:00 | 0.88558 | 0.71432 | 0.71432 | 0.79497 | 0.84762
6 | 23 | 22 | 290.2 | 246.8 | 246.8 | 386.3 | 411.6 | 2024-06-23 22:00 | 0.86808 | 0.67211 | 0.67211 | 0.77648 | 0.80203
6 | 23 | 23 | 291.7 | 243.35 | 243.35 | 369.9 | 405.7 | 2024-06-23 23:00 | 0.87257 | 0.66272 | 0.66272 | 0.74352 | 0.79053
6 | 24 | 0 | 260 | 249.3 | 249.3 | 348.4 | 363.4 | 2024-06-24 | 0.77774 | 0.67892 | 0.67892 | 0.7003 | 0.70811
6 | 24 | 1 | 264.9 | 234.3 | 234.3 | 326.5 | 344.5 | 2024-06-24 01:00 | 0.7924 | 0.63807 | 0.63807 | 0.65628 | 0.67128
6 | 24 | 2 | 267.2 | 228.1 | 228.1 | 321.5 | 334.4 | 2024-06-24 02:00 | 0.79928 | 0.62119 | 0.62119 | 0.64623 | 0.6516
6 | 24 | 3 | 267.1 | 218.2 | 218.2 | 310.5 | 323.2 | 2024-06-24 03:00 | 0.79898 | 0.59423 | 0.59423 | 0.62412 | 0.62977
6 | 24 | 4 | 248.2 | 215.2 | 215.2 | 310.5 | 322.6 | 2024-06-24 04:00 | 0.74245 | 0.58606 | 0.58606 | 0.62412 | 0.6286
6 | 24 | 5 | 238.2 | 206.1 | 206.1 | 302.5 | 332.7 | 2024-06-24 05:00 | 0.71253 | 0.56127 | 0.56127 | 0.60804 | 0.64829
6 | 24 | 6 | 206.8 | 205.9 | 205.9 | 331.6 | 349.6 | 2024-06-24 06:00 | 0.61861 | 0.56073 | 0.56073 | 0.66653 | 0.68122
6 | 24 | 7 | 216.4 | 157.2 | 157.2 | 308.7 | 370.6 | 2024-06-24 07:00 | 0.64732 | 0.4281 | 0.4281 | 0.6205 | 0.72214
6 | 24 | 8 | 171.5 | 133.8 | 133.8 | 306.5 | 375.2 | 2024-06-24 08:00 | 0.51301 | 0.36438 | 0.36438 | 0.61608 | 0.7311
6 | 24 | 9 | 169.5 | 136.5 | 136.5 | 311.5 | 361.6 | 2024-06-24 09:00 | 0.50703 | 0.37173 | 0.37173 | 0.62613 | 0.7046
6 | 24 | 10 | 170.2 | 134.2 | 134.2 | 273.5 | 343.3 | 2024-06-24 10:00 | 0.50912 | 0.36547 | 0.36547 | 0.54975 | 0.66894
6 | 24 | 11 | 168.5 | 136 | 136 | 278.5 | 324.2 | 2024-06-24 11:00 | 0.50404 | 0.37037 | 0.37037 | 0.5598 | 0.63172
6 | 24 | 12 | 169.6 | 134.7 | 134.7 | 262.5 | 310.2 | 2024-06-24 12:00 | 0.50733 | 0.36683 | 0.36683 | 0.52764 | 0.60444
6 | 24 | 13 | 172.7 | 135.3 | 135.3 | 272.5 | 316.6 | 2024-06-24 13:00 | 0.5166 | 0.36846 | 0.36846 | 0.54774 | 0.61691
6 | 24 | 14 | 168.9 | 185.6 | 185.6 | 259.5 | 335.2 | 2024-06-24 14:00 | 0.50523 | 0.50545 | 0.50545 | 0.52161 | 0.65316
6 | 24 | 15 | 169 | 176.3 | 176.3 | 265.5 | 339.2 | 2024-06-24 15:00 | 0.50553 | 0.48012 | 0.48012 | 0.53367 | 0.66095
6 | 24 | 16 | 180.8 | 168.3 | 168.3 | 284.5 | 344.1 | 2024-06-24 16:00 | 0.54083 | 0.45833 | 0.45833 | 0.57186 | 0.6705
6 | 24 | 17 | 208.7 | 198.9 | 198.9 | 322.5 | 343 | 2024-06-24 17:00 | 0.62429 | 0.54167 | 0.54167 | 0.64824 | 0.66836
6 | 24 | 18 | 256.2 | 86.95 | 86.95 | 339.3 | 375.1 | 2024-06-24 18:00 | 0.76638 | 0.23679 | 0.23679 | 0.68201 | 0.7309
6 | 24 | 19 | 268.1 | 200.8 | 200.8 | 391.4 | 422.9 | 2024-06-24 19:00 | 0.80197 | 0.54684 | 0.54684 | 0.78673 | 0.82405
6 | 24 | 20 | 268.7 | 228.5 | 228.5 | 405.5 | 441.7 | 2024-06-24 20:00 | 0.80377 | 0.62228 | 0.62228 | 0.81508 | 0.86068
6 | 24 | 21 | 285.9 | 216 | 216 | 402.4 | 437.5 | 2024-06-24 21:00 | 0.85522 | 0.58824 | 0.58824 | 0.80884 | 0.85249
6 | 24 | 22 | 278.25 | 226.2 | 226.2 | 363.5 | 435.4 | 2024-06-24 22:00 | 0.83234 | 0.61601 | 0.61601 | 0.73065 | 0.8484
6 | 24 | 23 | 271.6 | 219.55 | 219.55 | 368.1 | 375.6 | 2024-06-24 23:00 | 0.81244 | 0.5979 | 0.5979 | 0.7399 | 0.73188
6 | 25 | 0 | 227.5 | 214.3 | 214.3 | 285.5 | 365.7 | 2024-06-25 | 0.68053 | 0.58361 | 0.58361 | 0.57387 | 0.71259
6 | 25 | 1 | 206.7 | 213.1 | 213.1 | 295.5 | 336.1 | 2024-06-25 01:00 | 0.61831 | 0.58034 | 0.58034 | 0.59397 | 0.65491
6 | 25 | 2 | 202.5 | 212.3 | 212.3 | 293.5 | 284.6 | 2024-06-25 02:00 | 0.60574 | 0.57816 | 0.57816 | 0.58995 | 0.55456
6 | 25 | 3 | 203.5 | 212.2 | 212.2 | 286.5 | 291 | 2024-06-25 03:00 | 0.60873 | 0.57789 | 0.57789 | 0.57588 | 0.56703
6 | 25 | 4 | 195.5 | 212.8 | 212.8 | 291.5 | 276.6 | 2024-06-25 04:00 | 0.5848 | 0.57952 | 0.57952 | 0.58593 | 0.53897
6 | 25 | 5 | 211.5 | 216.5 | 216.5 | 306.5 | 280.7 | 2024-06-25 05:00 | 0.63267 | 0.5896 | 0.5896 | 0.61608 | 0.54696
6 | 25 | 6 | 232.5 | 205.3 | 205.3 | 335.5 | 281 | 2024-06-25 06:00 | 0.69548 | 0.5591 | 0.5591 | 0.67437 | 0.54754
6 | 25 | 7 | 261.3 | 177.3 | 177.3 | 316.9 | 301.6 | 2024-06-25 07:00 | 0.78163 | 0.48284 | 0.48284 | 0.63698 | 0.58769
6 | 25 | 8 | 231.4 | 187.3 | 187.3 | 319.5 | 321.2 | 2024-06-25 08:00 | 0.69219 | 0.51008 | 0.51008 | 0.64221 | 0.62588
6 | 25 | 9 | 221 | 189.4 | 189.4 | 312.5 | 322.1 | 2024-06-25 09:00 | 0.66108 | 0.5158 | 0.5158 | 0.62814 | 0.62763
6 | 25 | 10 | 218.7 | 131.7 | 131.7 | 314.5 | 320 | 2024-06-25 10:00 | 0.6542 | 0.35866 | 0.35866 | 0.63216 | 0.62354
6 | 25 | 11 | 209.9 | 129.9 | 129.9 | 312.5 | 333 | 2024-06-25 11:00 | 0.62788 | 0.35376 | 0.35376 | 0.62814 | 0.64887
6 | 25 | 12 | 216.7 | 135 | 135 | 318.5 | 341.6 | 2024-06-25 12:00 | 0.64822 | 0.36765 | 0.36765 | 0.6402 | 0.66563
6 | 25 | 13 | 224 | 174.9 | 174.9 | 334.5 | 346.2 | 2024-06-25 13:00 | 0.67006 | 0.47631 | 0.47631 | 0.67236 | 0.67459
6 | 25 | 14 | 209.9 | 171.3 | 171.3 | 337.5 | 338.3 | 2024-06-25 14:00 | 0.62788 | 0.4665 | 0.4665 | 0.67839 | 0.6592
6 | 25 | 15 | 218.9 | 168.2 | 168.2 | 352.1 | 346.3 | 2024-06-25 15:00 | 0.6548 | 0.45806 | 0.45806 | 0.70774 | 0.67479
6 | 25 | 16 | 212.5 | 187.4 | 187.4 | 349.3 | 349.4 | 2024-06-25 16:00 | 0.63566 | 0.51035 | 0.51035 | 0.70211 | 0.68083
6 | 25 | 17 | 219.3 | 183.2 | 183.2 | 366.7 | 360.4 | 2024-06-25 17:00 | 0.656 | 0.49891 | 0.49891 | 0.73709 | 0.70226
6 | 25 | 18 | 225.4 | 215 | 215 | 363.4 | 362.4 | 2024-06-25 18:00 | 0.67424 | 0.58551 | 0.58551 | 0.73045 | 0.70616
6 | 25 | 19 | 270.9 | 242.4 | 242.4 | 437.6 | 389.7 | 2024-06-25 19:00 | 0.81035 | 0.66013 | 0.66013 | 0.8796 | 0.75935
6 | 25 | 20 | 273.7 | 245.4 | 245.4 | 432.6 | 420.4 | 2024-06-25 20:00 | 0.81873 | 0.6683 | 0.6683 | 0.86955 | 0.81917
6 | 25 | 21 | 269.1 | 240.3 | 240.3 | 421.5 | 410 | 2024-06-25 21:00 | 0.80497 | 0.65441 | 0.65441 | 0.84724 | 0.79891
6 | 25 | 22 | 232.9 | 226.1 | 226.1 | 405.6 | 401.2 | 2024-06-25 22:00 | 0.69668 | 0.61574 | 0.61574 | 0.81528 | 0.78176
6 | 25 | 23 | 219.9 | 214.2 | 214.2 | 342 | 368.5 | 2024-06-25 23:00 | 0.65779 | 0.58333 | 0.58333 | 0.68744 | 0.71804
6 | 26 | 0 | 182.5 | 217.2 | 217.2 | 219.5 | 346 | 2024-06-26 | 0.54592 | 0.5915 | 0.5915 | 0.44121 | 0.6742
6 | 26 | 1 | 179.5 | 212.2 | 212.2 | 213.5 | 332.8 | 2024-06-26 01:00 | 0.53694 | 0.57789 | 0.57789 | 0.42915 | 0.64848
6 | 26 | 2 | 174.5 | 212.2 | 212.2 | 212.5 | 321.2 | 2024-06-26 02:00 | 0.52199 | 0.57789 | 0.57789 | 0.42714 | 0.62588
6 | 26 | 3 | 185.5 | 205.2 | 205.2 | 209.5 | 312 | 2024-06-26 03:00 | 0.55489 | 0.55882 | 0.55882 | 0.42111 | 0.60795
6 | 26 | 4 | 172.4 | 207.4 | 207.4 | 209.5 | 309.3 | 2024-06-26 04:00 | 0.5157 | 0.56481 | 0.56481 | 0.42111 | 0.60269
6 | 26 | 5 | 187.7 | 221.2 | 221.2 | 213.5 | 309.5 | 2024-06-26 05:00 | 0.56147 | 0.6024 | 0.6024 | 0.42915 | 0.60308
6 | 26 | 6 | 186.5 | 226.9 | 226.9 | 235.5 | 312.4 | 2024-06-26 06:00 | 0.55788 | 0.61792 | 0.61792 | 0.47337 | 0.60873
6 | 26 | 7 | 197.8 | 223 | 223 | 245.5 | 332.6 | 2024-06-26 07:00 | 0.59168 | 0.6073 | 0.6073 | 0.49347 | 0.64809
6 | 26 | 8 | 204.5 | 159 | 159 | 234.5 | 327.6 | 2024-06-26 08:00 | 0.61173 | 0.43301 | 0.43301 | 0.47136 | 0.63835
6 | 26 | 9 | 197.2 | 144.5 | 144.5 | 226.5 | 328.7 | 2024-06-26 09:00 | 0.58989 | 0.39352 | 0.39352 | 0.45528 | 0.64049
6 | 26 | 10 | 199.6 | 134.7 | 134.7 | 228.5 | 318.8 | 2024-06-26 10:00 | 0.59707 | 0.36683 | 0.36683 | 0.4593 | 0.6212
6 | 26 | 11 | 198.8 | 142.7 | 142.7 | 230.5 | 318.9 | 2024-06-26 11:00 | 0.59468 | 0.38862 | 0.38862 | 0.46332 | 0.6214
6 | 26 | 12 | 176.8 | 144.5 | 144.5 | 234.5 | 309 | 2024-06-26 12:00 | 0.52887 | 0.39352 | 0.39352 | 0.47136 | 0.6021
6 | 26 | 13 | 193.2 | 148.1 | 148.1 | 237.5 | 320 | 2024-06-26 13:00 | 0.57792 | 0.40332 | 0.40332 | 0.47739 | 0.62354
6 | 26 | 14 | 196.8 | 203 | 203 | 242.5 | 327.2 | 2024-06-26 14:00 | 0.58869 | 0.55283 | 0.55283 | 0.48744 | 0.63757
6 | 26 | 15 | 201.3 | 211.3 | 211.3 | 237.5 | 334 | 2024-06-26 15:00 | 0.60215 | 0.57544 | 0.57544 | 0.47739 | 0.65082
6 | 26 | 16 | 208.4 | 198.2 | 198.2 | 39.5 | 328 | 2024-06-26 16:00 | 0.62339 | 0.53976 | 0.53976 | 0.079397 | 0.63913
6 | 26 | 17 | 210.4 | 183.7 | 183.7 | 52.5 | 318 | 2024-06-26 17:00 | 0.62937 | 0.50027 | 0.50027 | 0.10553 | 0.61964
6 | 26 | 18 | 241.1 | 194.25 | 194.25 | 198.8 | 381.9 | 2024-06-26 18:00 | 0.72121 | 0.529 | 0.529 | 0.3996 | 0.74415
6 | 26 | 19 | 255.3 | 235.05 | 235.05 | 336.4 | 398.7 | 2024-06-26 19:00 | 0.76369 | 0.64011 | 0.64011 | 0.67618 | 0.77689
6 | 26 | 20 | 256.3 | 242.4 | 242.4 | 372.3 | 436.7 | 2024-06-26 20:00 | 0.76668 | 0.66013 | 0.66013 | 0.74834 | 0.85094
6 | 26 | 21 | 257.3 | 243.15 | 243.15 | 368.3 | 428.4 | 2024-06-26 21:00 | 0.76967 | 0.66217 | 0.66217 | 0.7403 | 0.83476
6 | 26 | 22 | 58.3 | 243.7 | 243.7 | 399.1 | 394.3 | 2024-06-26 22:00 | 0.17439 | 0.66367 | 0.66367 | 0.80221 | 0.76832
6 | 26 | 23 | 45 | 235.1 | 235.1 | 257.3 | 375.8 | 2024-06-26 23:00 | 0.13461 | 0.64025 | 0.64025 | 0.51719 | 0.73227
6 | 27 | 0 | 220.75 | 242.02 | 242.02 | 275.5 | 335.4 | 2024-06-27 | 0.66034 | 0.6591 | 0.6591 | 0.55377 | 0.65355
6 | 27 | 1 | 225.9 | 215.66 | 215.66 | 290.5 | 321.4 | 2024-06-27 01:00 | 0.67574 | 0.58731 | 0.58731 | 0.58392 | 0.62627
6 | 27 | 2 | 210.8 | 219.62 | 219.62 | 282.5 | 313.4 | 2024-06-27 02:00 | 0.63057 | 0.59809 | 0.59809 | 0.56784 | 0.61068
6 | 27 | 3 | 212.2 | 213.87 | 213.87 | 276.5 | 306.4 | 2024-06-27 03:00 | 0.63476 | 0.58243 | 0.58243 | 0.55578 | 0.59704
6 | 27 | 4 | 216.5 | 202.33 | 202.33 | 273.5 | 304.4 | 2024-06-27 04:00 | 0.64762 | 0.55101 | 0.55101 | 0.54975 | 0.59314
6 | 27 | 5 | 214.65 | 198.52 | 198.52 | 276.5 | 314.3 | 2024-06-27 05:00 | 0.64209 | 0.54063 | 0.54063 | 0.55578 | 0.61243
6 | 27 | 6 | 196.45 | 212.16 | 212.16 | 287.5 | 328.6 | 2024-06-27 06:00 | 0.58765 | 0.57778 | 0.57778 | 0.57789 | 0.6403
6 | 27 | 7 | 210.2 | 187.95 | 187.95 | 287.5 | 355.6 | 2024-06-27 07:00 | 0.62878 | 0.51185 | 0.51185 | 0.57789 | 0.69291
6 | 27 | 8 | 206.7 | 192.8 | 192.8 | 256.5 | 367 | 2024-06-27 08:00 | 0.61831 | 0.52505 | 0.52505 | 0.51558 | 0.71512
6 | 27 | 9 | 212 | 202.18 | 202.18 | 280.5 | 366 | 2024-06-27 09:00 | 0.63416 | 0.5506 | 0.5506 | 0.56382 | 0.71317
6 | 27 | 10 | 187.6 | 175.95 | 175.95 | 278.5 | 334 | 2024-06-27 10:00 | 0.56117 | 0.47917 | 0.47917 | 0.5598 | 0.65082
6 | 27 | 11 | 194.5 | 174.35 | 174.35 | 283.5 | 351 | 2024-06-27 11:00 | 0.58181 | 0.47481 | 0.47481 | 0.56985 | 0.68394
6 | 27 | 12 | 157.4 | 191.7 | 191.7 | 277.5 | 376 | 2024-06-27 12:00 | 0.47083 | 0.52206 | 0.52206 | 0.55779 | 0.73266
6 | 27 | 13 | 164.4 | 205.4 | 205.4 | 276.5 | 372 | 2024-06-27 13:00 | 0.49177 | 0.55937 | 0.55937 | 0.55578 | 0.72486
6 | 27 | 14 | 162.2 | 222.55 | 222.55 | 292.5 | 366 | 2024-06-27 14:00 | 0.48519 | 0.60607 | 0.60607 | 0.58794 | 0.71317
6 | 27 | 15 | 55.5 | 204.65 | 204.65 | 297.5 | 16 | 2024-06-27 15:00 | 0.16602 | 0.55733 | 0.55733 | 0.59799 | 0.031177
6 | 27 | 16 | 131.9 | 194.9 | 194.9 | 304.5 | 183.1 | 2024-06-27 16:00 | 0.39456 | 0.53077 | 0.53077 | 0.61206 | 0.35678
6 | 27 | 17 | 237.7 | 191.15 | 191.15 | 332 | 320.7 | 2024-06-27 17:00 | 0.71104 | 0.52056 | 0.52056 | 0.66734 | 0.6249
6 | 27 | 18 | 247.8 | 206.9 | 206.9 | 339.3 | 384.9 | 2024-06-27 18:00 | 0.74125 | 0.56345 | 0.56345 | 0.68201 | 0.75
6 | 27 | 19 | 287.3 | 244.075 | 244.08 | 381.5 | 444.7 | 2024-06-27 19:00 | 0.85941 | 0.66469 | 0.66471 | 0.76683 | 0.86652
6 | 27 | 20 | 300.5 | 233.3 | 233.3 | 403.7 | 481.8 | 2024-06-27 20:00 | 0.89889 | 0.63535 | 0.63535 | 0.81146 | 0.93882
6 | 27 | 21 | 291.8 | 240.575 | 240.58 | 398.8 | 463.3 | 2024-06-27 21:00 | 0.87287 | 0.65516 | 0.65517 | 0.80161 | 0.90277
6 | 27 | 22 | 270.3 | 238.425 | 238.43 | 378.8 | 422.8 | 2024-06-27 22:00 | 0.80856 | 0.64931 | 0.64932 | 0.76141 | 0.82385
6 | 27 | 23 | 237.8 | 235.85 | 235.85 | 367.7 | 428.7 | 2024-06-27 23:00 | 0.71134 | 0.64229 | 0.64229 | 0.7391 | 0.83535
6 | 28 | 0 | 236.9 | 229.16 | 229.16 | 311.5 | 362 | 2024-06-28 | 0.70864 | 0.62407 | 0.62407 | 0.62613 | 0.70538
6 | 28 | 1 | 229.2 | 229.85 | 229.85 | 314.5 | 357.6 | 2024-06-28 01:00 | 0.68561 | 0.62595 | 0.62595 | 0.63216 | 0.6968
6 | 28 | 2 | 219.5 | 228.1 | 228.1 | 300.3 | 200.2 | 2024-06-28 02:00 | 0.6566 | 0.62119 | 0.62119 | 0.60362 | 0.3901
6 | 28 | 3 | 219.2 | 226.8 | 226.8 | 296.2 | 280.8 | 2024-06-28 03:00 | 0.6557 | 0.61765 | 0.61765 | 0.59538 | 0.54716
6 | 28 | 4 | 220.6 | 227.68 | 227.68 | 302.2 | 280.4 | 2024-06-28 04:00 | 0.65989 | 0.62004 | 0.62004 | 0.60744 | 0.54638
6 | 28 | 5 | 225.4 | 239.12 | 239.12 | 321.2 | 290.5 | 2024-06-28 05:00 | 0.67424 | 0.6512 | 0.6512 | 0.64563 | 0.56606
6 | 28 | 6 | 225.4 | 238.83 | 238.83 | 345.2 | 318.4 | 2024-06-28 06:00 | 0.67424 | 0.65041 | 0.65041 | 0.69387 | 0.62042
6 | 28 | 7 | 215.7 | 236.3 | 236.3 | 319.4 | 354.2 | 2024-06-28 07:00 | 0.64523 | 0.64352 | 0.64352 | 0.64201 | 0.69018
6 | 28 | 8 | 225.4 | 196.3 | 196.3 | 322.4 | 365.3 | 2024-06-28 08:00 | 0.67424 | 0.53459 | 0.53459 | 0.64804 | 0.71181
6 | 28 | 9 | 214 | 229 | 229 | 319.4 | 373.2 | 2024-06-28 09:00 | 0.64014 | 0.62364 | 0.62364 | 0.64201 | 0.7272
6 | 28 | 10 | 221 | 189.9 | 189.9 | 287.4 | 360.7 | 2024-06-28 10:00 | 0.66108 | 0.51716 | 0.51716 | 0.57769 | 0.70284
6 | 28 | 11 | 218.5 | 177.9 | 177.9 | 287.4 | 351.8 | 2024-06-28 11:00 | 0.6536 | 0.48448 | 0.48448 | 0.57769 | 0.6855
6 | 28 | 12 | 189.6 | 189.35 | 189.35 | 287.4 | 360.2 | 2024-06-28 12:00 | 0.56716 | 0.51566 | 0.51566 | 0.57769 | 0.70187
6 | 28 | 13 | 189.8 | 217.9 | 217.9 | 288.4 | 360.8 | 2024-06-28 13:00 | 0.56775 | 0.59341 | 0.59341 | 0.5797 | 0.70304
6 | 28 | 14 | 196 | 226.25 | 226.25 | 293.4 | 356.3 | 2024-06-28 14:00 | 0.5863 | 0.61615 | 0.61615 | 0.58975 | 0.69427
6 | 28 | 15 | 140.6 | 198.5 | 198.5 | 295.4 | 347 | 2024-06-28 15:00 | 0.42058 | 0.54058 | 0.54058 | 0.59377 | 0.67615
6 | 28 | 16 | 45.4 | 220.9 | 220.9 | 321.4 | 363.3 | 2024-06-28 16:00 | 0.13581 | 0.60158 | 0.60158 | 0.64603 | 0.70791
6 | 28 | 17 | 34.8 | 216 | 216 | 317.7 | 383.5 | 2024-06-28 17:00 | 0.1041 | 0.58824 | 0.58824 | 0.63859 | 0.74727
6 | 28 | 18 | 119.6 | 231 | 231 | 326.7 | 399.6 | 2024-06-28 18:00 | 0.35776 | 0.62908 | 0.62908 | 0.65668 | 0.77864
6 | 28 | 19 | 287 | 267 | 267 | 378.4 | 435.4 | 2024-06-28 19:00 | 0.85851 | 0.72712 | 0.72712 | 0.7606 | 0.8484
6 | 28 | 20 | 269.55 | 268.8 | 268.8 | 84.7 | 456.7 | 2024-06-28 20:00 | 0.80631 | 0.73203 | 0.73203 | 0.17025 | 0.88991
6 | 28 | 21 | 275.6 | 264.4 | 264.4 | 197.5 | 440.8 | 2024-06-28 21:00 | 0.82441 | 0.72004 | 0.72004 | 0.39698 | 0.85892
6 | 28 | 22 | 264.3 | 264.4 | 264.4 | 210.9 | 430.9 | 2024-06-28 22:00 | 0.79061 | 0.72004 | 0.72004 | 0.42392 | 0.83963
6 | 28 | 23 | 236.6 | 246.7 | 246.7 | 245.2 | 421.3 | 2024-06-28 23:00 | 0.70775 | 0.67184 | 0.67184 | 0.49286 | 0.82093
6 | 29 | 0 | 203.3 | 230.5 | 230.5 | 262.5 | 352.2 | 2024-06-29 | 0.60814 | 0.62772 | 0.62772 | 0.52764 | 0.68628
6 | 29 | 1 | 201.3 | 228.4 | 228.4 | 257.1 | 355.2 | 2024-06-29 01:00 | 0.60215 | 0.622 | 0.622 | 0.51678 | 0.69213
6 | 29 | 2 | 195.2 | 215 | 215 | 269.9 | 337.2 | 2024-06-29 02:00 | 0.58391 | 0.58551 | 0.58551 | 0.54251 | 0.65705
6 | 29 | 3 | 191.4 | 214.2 | 214.2 | 274 | 344 | 2024-06-29 03:00 | 0.57254 | 0.58333 | 0.58333 | 0.55075 | 0.6703
6 | 29 | 4 | 194.6 | 214.4 | 214.4 | 269 | 368.3 | 2024-06-29 04:00 | 0.58211 | 0.58388 | 0.58388 | 0.5407 | 0.71765
6 | 29 | 5 | 201.2 | 225.3 | 225.3 | 272 | 358.9 | 2024-06-29 05:00 | 0.60185 | 0.61356 | 0.61356 | 0.54673 | 0.69934
6 | 29 | 6 | 203.8 | 221.2 | 221.2 | 299 | 370.4 | 2024-06-29 06:00 | 0.60963 | 0.6024 | 0.6024 | 0.60101 | 0.72175
6 | 29 | 7 | 193.9 | 192.8 | 192.8 | 297.3 | 376.2 | 2024-06-29 07:00 | 0.58002 | 0.52505 | 0.52505 | 0.59759 | 0.73305
6 | 29 | 8 | 160.7 | 184.7 | 184.7 | 276.3 | 386.3 | 2024-06-29 08:00 | 0.48071 | 0.503 | 0.503 | 0.55538 | 0.75273
6 | 29 | 9 | 181.7 | 182.9 | 182.9 | 308.8 | 382.3 | 2024-06-29 09:00 | 0.54352 | 0.49809 | 0.49809 | 0.6207 | 0.74493
6 | 29 | 10 | 181.4 | 171 | 171 | 291.3 | 368.1 | 2024-06-29 10:00 | 0.54263 | 0.46569 | 0.46569 | 0.58553 | 0.71726
6 | 29 | 11 | 168.2 | 138.9 | 138.9 | 285.3 | 381.1 | 2024-06-29 11:00 | 0.50314 | 0.37827 | 0.37827 | 0.57347 | 0.7426
6 | 29 | 12 | 172.4 | 136.2 | 136.2 | 300.3 | 381.3 | 2024-06-29 12:00 | 0.5157 | 0.37092 | 0.37092 | 0.60362 | 0.74299
6 | 29 | 13 | 150.1 | 143.3 | 143.3 | 303.3 | 386.7 | 2024-06-29 13:00 | 0.449 | 0.39025 | 0.39025 | 0.60965 | 0.75351
6 | 29 | 14 | 183.2 | 140.1 | 140.1 | 320.3 | 381.8 | 2024-06-29 14:00 | 0.54801 | 0.38154 | 0.38154 | 0.64382 | 0.74396
6 | 29 | 15 | 175.9 | 132.2 | 132.2 | 335.3 | 387.8 | 2024-06-29 15:00 | 0.52617 | 0.36002 | 0.36002 | 0.67397 | 0.75565
6 | 29 | 16 | 183.2 | 128.2 | 128.2 | 360.9 | 393 | 2024-06-29 16:00 | 0.54801 | 0.34913 | 0.34913 | 0.72543 | 0.76578
6 | 29 | 17 | 228 | 127.65 | 127.65 | 360.2 | 387.6 | 2024-06-29 17:00 | 0.68202 | 0.34763 | 0.34763 | 0.72402 | 0.75526
6 | 29 | 18 | 229.8 | 132.1 | 132.1 | 364.5 | 405.2 | 2024-06-29 18:00 | 0.68741 | 0.35975 | 0.35975 | 0.73266 | 0.78956
6 | 29 | 19 | 282.95 | 172.9 | 172.9 | 434.1 | 463.8 | 2024-06-29 19:00 | 0.8464 | 0.47086 | 0.47086 | 0.87256 | 0.90374
6 | 29 | 20 | 267.1 | 172.35 | 172.35 | 452.6 | 482.8 | 2024-06-29 20:00 | 0.79898 | 0.46936 | 0.46936 | 0.90975 | 0.94076
6 | 29 | 21 | 267.8 | 219.5 | 219.5 | 443.9 | 474.8 | 2024-06-29 21:00 | 0.80108 | 0.59777 | 0.59777 | 0.89226 | 0.92518
6 | 29 | 22 | 267.5 | 194.55 | 194.55 | 420.5 | 449.6 | 2024-06-29 22:00 | 0.80018 | 0.52982 | 0.52982 | 0.84523 | 0.87607
6 | 29 | 23 | 245.6 | 197.1 | 197.1 | 405.7 | 426.1 | 2024-06-29 23:00 | 0.73467 | 0.53676 | 0.53676 | 0.81548 | 0.83028
6 | 30 | 0 | 239.8 | 131.4 | 131.4 | 380.4 | 420.5 | 2024-06-30 | 0.71732 | 0.35784 | 0.35784 | 0.76462 | 0.81937
6 | 30 | 1 | 226.2 | 131.7 | 131.7 | 358.8 | 391.1 | 2024-06-30 01:00 | 0.67664 | 0.35866 | 0.35866 | 0.72121 | 0.76208
6 | 30 | 2 | 213.1 | 135.1 | 135.1 | 346.8 | 364.2 | 2024-06-30 02:00 | 0.63745 | 0.36792 | 0.36792 | 0.69709 | 0.70966
6 | 30 | 3 | 211 | 132.95 | 132.95 | 338.8 | 361.2 | 2024-06-30 03:00 | 0.63117 | 0.36206 | 0.36206 | 0.68101 | 0.70382
6 | 30 | 4 | 209.1 | 125.35 | 125.35 | 295.8 | 349.3 | 2024-06-30 04:00 | 0.62549 | 0.34137 | 0.34137 | 0.59457 | 0.68063
6 | 30 | 5 | 205 | 120.75 | 120.75 | 283.8 | 356.5 | 2024-06-30 05:00 | 0.61322 | 0.32884 | 0.32884 | 0.57045 | 0.69466
6 | 30 | 6 | 201.6 | 123.8 | 123.8 | 326.8 | 362.4 | 2024-06-30 06:00 | 0.60305 | 0.33715 | 0.33715 | 0.65688 | 0.70616
6 | 30 | 7 | 198.7 | 64.5 | 64.5 | 316.8 | 391.2 | 2024-06-30 07:00 | 0.59438 | 0.17565 | 0.17565 | 0.63678 | 0.76228
6 | 30 | 8 | 188.9 | 51.7 | 51.7 | 307.8 | 366.2 | 2024-06-30 08:00 | 0.56506 | 0.1408 | 0.1408 | 0.61869 | 0.71356
6 | 30 | 9 | 182.9 | 44.4 | 44.4 | 320.8 | 345.8 | 2024-06-30 09:00 | 0.54711 | 0.12092 | 0.12092 | 0.64482 | 0.67381
6 | 30 | 10 | 188 | 65.9 | 65.9 | 315.8 | 340.5 | 2024-06-30 10:00 | 0.56237 | 0.17947 | 0.17947 | 0.63477 | 0.66348
6 | 30 | 11 | 171.8 | 54.7 | 54.7 | 309.8 | 367.7 | 2024-06-30 11:00 | 0.51391 | 0.14897 | 0.14897 | 0.62271 | 0.71648
6 | 30 | 12 | 173 | 53.6 | 53.6 | 317.8 | 346.7 | 2024-06-30 12:00 | 0.5175 | 0.14597 | 0.14597 | 0.63879 | 0.67557
6 | 30 | 13 | 164.9 | 54.5 | 54.5 | 303.6 | 348.5 | 2024-06-30 13:00 | 0.49327 | 0.14842 | 0.14842 | 0.61025 | 0.67907
6 | 30 | 14 | 168.7 | 44.8 | 44.8 | 318.6 | 355.7 | 2024-06-30 14:00 | 0.50464 | 0.122 | 0.122 | 0.6404 | 0.6931
6 | 30 | 15 | 185.4 | 91.9 | 91.9 | 326.6 | 364.5 | 2024-06-30 15:00 | 0.55459 | 0.25027 | 0.25027 | 0.65648 | 0.71025
6 | 30 | 16 | 195.9 | 88.6 | 88.6 | 333.8 | 350.7 | 2024-06-30 16:00 | 0.586 | 0.24129 | 0.24129 | 0.67095 | 0.68336
6 | 30 | 17 | 180.1 | 122.9 | 122.9 | 43.8 | 395.1 | 2024-06-30 17:00 | 0.53874 | 0.33469 | 0.33469 | 0.08804 | 0.76988
6 | 30 | 18 | 234.6 | 137.7 | 137.7 | 263.7 | 409.2 | 2024-06-30 18:00 | 0.70176 | 0.375 | 0.375 | 0.53005 | 0.79735
6 | 30 | 19 | 269.5 | 149.1 | 149.1 | 342.6 | 472 | 2024-06-30 19:00 | 0.80616 | 0.40605 | 0.40605 | 0.68864 | 0.91972
6 | 30 | 20 | 282.6 | 146.4 | 146.4 | 419.5 | 490.1 | 2024-06-30 20:00 | 0.84535 | 0.39869 | 0.39869 | 0.84322 | 0.95499
6 | 30 | 21 | 264.9 | 121.6 | 121.6 | 449.9 | 480.9 | 2024-06-30 21:00 | 0.7924 | 0.33115 | 0.33115 | 0.90432 | 0.93706
6 | 30 | 22 | 252.6 | 129.3 | 129.3 | 437.1 | 445.4 | 2024-06-30 22:00 | 0.75561 | 0.35212 | 0.35212 | 0.87859 | 0.86789
6 | 30 | 23 | 230.7 | 128.4 | 128.4 | 406.4 | 419.4 | 2024-06-30 23:00 | 0.6901 | 0.34967 | 0.34967 | 0.81688 | 0.81723
7 | 1 | 0 | 216 | 147 | 147 | 354.2 | 416 | 2024-07-01 | 0.64613 | 0.40033 | 0.40033 | 0.71196 | 0.8106
7 | 1 | 1 | 213.3 | 154.95 | 154.95 | 362.9 | 381.2 | 2024-07-01 01:00 | 0.63805 | 0.42198 | 0.42198 | 0.72945 | 0.74279
7 | 1 | 2 | 206.9 | 157.05 | 157.05 | 353.8 | 370.4 | 2024-07-01 02:00 | 0.61891 | 0.4277 | 0.4277 | 0.71116 | 0.72175
7 | 1 | 3 | 203.5 | 146.25 | 146.25 | 350.5 | 186.5 | 2024-07-01 03:00 | 0.60873 | 0.39828 | 0.39828 | 0.70452 | 0.36341
7 | 1 | 4 | 200.7 | 144.45 | 144.45 | 317.5 | 280.9 | 2024-07-01 04:00 | 0.60036 | 0.39338 | 0.39338 | 0.63819 | 0.54735
7 | 1 | 5 | 208.6 | 145.35 | 145.35 | 328.5 | 318.1 | 2024-07-01 05:00 | 0.62399 | 0.39583 | 0.39583 | 0.6603 | 0.61984
7 | 1 | 6 | 204.1 | 148.45 | 148.45 | 346.5 | 326.3 | 2024-07-01 06:00 | 0.61053 | 0.40428 | 0.40428 | 0.69648 | 0.63581
7 | 1 | 7 | 212.7 | 138.3 | 138.3 | 329.5 | 341.4 | 2024-07-01 07:00 | 0.63625 | 0.37663 | 0.37663 | 0.66231 | 0.66524
7 | 1 | 8 | 210.2 | 137.5 | 137.5 | 322.5 | 367.3 | 2024-07-01 08:00 | 0.62878 | 0.37446 | 0.37446 | 0.64824 | 0.71571
7 | 1 | 9 | 210.5 | 129.15 | 129.15 | 314.5 | 344.7 | 2024-07-01 09:00 | 0.62967 | 0.35172 | 0.35172 | 0.63216 | 0.67167
7 | 1 | 10 | 198.9 | 126.85 | 126.85 | 305.5 | 330.8 | 2024-07-01 10:00 | 0.59497 | 0.34545 | 0.34545 | 0.61407 | 0.64458
7 | 1 | 11 | 185.3 | 137.55 | 137.55 | 320.5 | 327.4 | 2024-07-01 11:00 | 0.55429 | 0.37459 | 0.37459 | 0.64422 | 0.63796
7 | 1 | 12 | 191.3 | 142.75 | 142.75 | 323.5 | 331.2 | 2024-07-01 12:00 | 0.57224 | 0.38875 | 0.38875 | 0.65025 | 0.64536
7 | 1 | 13 | 188.4 | 125.75 | 125.75 | 323.5 | 310.3 | 2024-07-01 13:00 | 0.56357 | 0.34246 | 0.34246 | 0.65025 | 0.60464
7 | 1 | 14 | 186.3 | 142.65 | 142.65 | 325.5 | 299.7 | 2024-07-01 14:00 | 0.55728 | 0.38848 | 0.38848 | 0.65427 | 0.58398
7 | 1 | 15 | 189.3 | 144.95 | 144.95 | 294.5 | 306.5 | 2024-07-01 15:00 | 0.56626 | 0.39474 | 0.39474 | 0.59196 | 0.59723
7 | 1 | 16 | 188.3 | 175.25 | 175.25 | 295.7 | 317.4 | 2024-07-01 16:00 | 0.56327 | 0.47726 | 0.47726 | 0.59437 | 0.61847
7 | 1 | 17 | 197.1 | 199.5 | 199.5 | 333.1 | 321.3 | 2024-07-01 17:00 | 0.58959 | 0.5433 | 0.5433 | 0.66955 | 0.62607
7 | 1 | 18 | 235.1 | 193.95 | 193.95 | 396.3 | 333.4 | 2024-07-01 18:00 | 0.70326 | 0.52819 | 0.52819 | 0.79658 | 0.64965
7 | 1 | 19 | 272.2 | 238.85 | 238.85 | 412.4 | 388.5 | 2024-07-01 19:00 | 0.81424 | 0.65046 | 0.65046 | 0.82894 | 0.75701
7 | 1 | 20 | 279.2 | 238 | 238 | 411.2 | 412.6 | 2024-07-01 20:00 | 0.83518 | 0.64815 | 0.64815 | 0.82653 | 0.80398
7 | 1 | 21 | 271.1 | 237.95 | 237.95 | 417.3 | 404.8 | 2024-07-01 21:00 | 0.81095 | 0.64801 | 0.64801 | 0.83879 | 0.78878
7 | 1 | 22 | 264.4 | 232.55 | 232.55 | 411.9 | 390.3 | 2024-07-01 22:00 | 0.79091 | 0.63331 | 0.63331 | 0.82794 | 0.76052
7 | 1 | 23 | 246.4 | 237.5 | 237.5 | 372.9 | 348.4 | 2024-07-01 23:00 | 0.73706 | 0.64679 | 0.64679 | 0.74955 | 0.67888
7 | 2 | 0 | 230.6 | 235.8 | 235.8 | 328.2 | 353.3 | 2024-07-02 | 0.6898 | 0.64216 | 0.64216 | 0.6597 | 0.68843
7 | 2 | 1 | 223.4 | 233.9 | 233.9 | 337.5 | 317.9 | 2024-07-02 01:00 | 0.66826 | 0.63698 | 0.63698 | 0.67839 | 0.61945
7 | 2 | 2 | 216.4 | 224.5 | 224.5 | 331.5 | 310 | 2024-07-02 02:00 | 0.64732 | 0.61138 | 0.61138 | 0.66633 | 0.60405
7 | 2 | 3 | 215.7 | 225.2 | 225.2 | 326.5 | 302.9 | 2024-07-02 03:00 | 0.64523 | 0.61329 | 0.61329 | 0.65628 | 0.59022
7 | 2 | 4 | 214.7 | 214.7 | 214.7 | 326.5 | 292.8 | 2024-07-02 04:00 | 0.64224 | 0.58469 | 0.58469 | 0.65628 | 0.57054
7 | 2 | 5 | 224.7 | 215.3 | 215.3 | 334.5 | 296.2 | 2024-07-02 05:00 | 0.67215 | 0.58633 | 0.58633 | 0.67236 | 0.57716
7 | 2 | 6 | 207.4 | 228.8 | 228.8 | 356.5 | 294.2 | 2024-07-02 06:00 | 0.6204 | 0.62309 | 0.62309 | 0.71658 | 0.57327
7 | 2 | 7 | 202.7 | 231.6 | 231.6 | 341.5 | 319 | 2024-07-02 07:00 | 0.60634 | 0.63072 | 0.63072 | 0.68643 | 0.62159
7 | 2 | 8 | 203.8 | 231.8 | 231.8 | 351.1 | 324.2 | 2024-07-02 08:00 | 0.60963 | 0.63126 | 0.63126 | 0.70573 | 0.63172
7 | 2 | 9 | 201.5 | 216.8 | 216.8 | 324.1 | 334.4 | 2024-07-02 09:00 | 0.60275 | 0.59041 | 0.59041 | 0.65146 | 0.6516
7 | 2 | 10 | 187.9 | 215.4 | 215.4 | 335.9 | 340.3 | 2024-07-02 10:00 | 0.56207 | 0.5866 | 0.5866 | 0.67518 | 0.66309
7 | 2 | 11 | 173.2 | 197.7 | 197.7 | 332.2 | 334.3 | 2024-07-02 11:00 | 0.5181 | 0.5384 | 0.5384 | 0.66774 | 0.6514
7 | 2 | 12 | 186.5 | 194.4 | 194.4 | 327.2 | 333.6 | 2024-07-02 12:00 | 0.55788 | 0.52941 | 0.52941 | 0.65769 | 0.65004
7 | 2 | 13 | 185.8 | 215.6 | 215.6 | 332.9 | 314.4 | 2024-07-02 13:00 | 0.55579 | 0.58715 | 0.58715 | 0.66915 | 0.61263
7 | 2 | 14 | 184.5 | 217.8 | 217.8 | 300.1 | 334.7 | 2024-07-02 14:00 | 0.5519 | 0.59314 | 0.59314 | 0.60322 | 0.65218
7 | 2 | 15 | 194.5 | 207.5 | 207.5 | 299.2 | 336.1 | 2024-07-02 15:00 | 0.58181 | 0.56509 | 0.56509 | 0.60141 | 0.65491
7 | 2 | 16 | 206.6 | 194 | 194 | 291.8 | 342.4 | 2024-07-02 16:00 | 0.61801 | 0.52832 | 0.52832 | 0.58653 | 0.66719
7 | 2 | 17 | 225.3 | 204.5 | 204.5 | 324.7 | 341.1 | 2024-07-02 17:00 | 0.67395 | 0.55692 | 0.55692 | 0.65266 | 0.66465
7 | 2 | 18 | 249.7 | 249.8 | 249.8 | 345.5 | 334.8 | 2024-07-02 18:00 | 0.74693 | 0.68028 | 0.68028 | 0.69447 | 0.65238
7 | 2 | 19 | 279.9 | 296.9 | 296.9 | 378.5 | 358 | 2024-07-02 19:00 | 0.83727 | 0.80855 | 0.80855 | 0.7608 | 0.69758
7 | 2 | 20 | 281 | 282.5 | 282.5 | 374.7 | 399.6 | 2024-07-02 20:00 | 0.84056 | 0.76934 | 0.76934 | 0.75317 | 0.77864
7 | 2 | 21 | 275 | 289.3 | 289.3 | 358.9 | 397.6 | 2024-07-02 21:00 | 0.82261 | 0.78785 | 0.78785 | 0.72141 | 0.77475
7 | 2 | 22 | 258.2 | 263.7 | 263.7 | 331.5 | 403 | 2024-07-02 22:00 | 0.77236 | 0.71814 | 0.71814 | 0.66633 | 0.78527
7 | 2 | 23 | 249.3 | 205.6 | 205.6 | 326.6 | 340 | 2024-07-02 23:00 | 0.74574 | 0.55991 | 0.55991 | 0.65648 | 0.66251
7 | 3 | 0 | 229.85 | 204.2 | 204.2 | 247.5 | 322 | 2024-07-03 | 0.68756 | 0.5561 | 0.5561 | 0.49749 | 0.62744
7 | 3 | 1 | 217.65 | 215.2 | 215.2 | 228.5 | 303 | 2024-07-03 01:00 | 0.65106 | 0.58606 | 0.58606 | 0.4593 | 0.59041
7 | 3 | 2 | 209.85 | 207.7 | 207.7 | 231.5 | 291 | 2024-07-03 02:00 | 0.62773 | 0.56563 | 0.56563 | 0.46533 | 0.56703
7 | 3 | 3 | 209.95 | 206.8 | 206.8 | 226.5 | 285 | 2024-07-03 03:00 | 0.62803 | 0.56318 | 0.56318 | 0.45528 | 0.55534
7 | 3 | 4 | 210.55 | 199.1 | 199.1 | 227.5 | 284 | 2024-07-03 04:00 | 0.62982 | 0.54221 | 0.54221 | 0.45729 | 0.55339
7 | 3 | 5 | 216.85 | 209.3 | 209.3 | 246.5 | 289 | 2024-07-03 05:00 | 0.64867 | 0.56999 | 0.56999 | 0.49548 | 0.56313
7 | 3 | 6 | 209.75 | 209 | 209 | 261.5 | 313 | 2024-07-03 06:00 | 0.62743 | 0.56917 | 0.56917 | 0.52563 | 0.6099
7 | 3 | 7 | 216.45 | 211.1 | 211.1 | 248.5 | 314 | 2024-07-03 07:00 | 0.64747 | 0.57489 | 0.57489 | 0.4995 | 0.61185
7 | 3 | 8 | 210.5 | 217.2 | 217.2 | 242.5 | 314 | 2024-07-03 08:00 | 0.62967 | 0.5915 | 0.5915 | 0.48744 | 0.61185
7 | 3 | 9 | 196.8 | 197.1 | 197.1 | 242.5 | 305 | 2024-07-03 09:00 | 0.58869 | 0.53676 | 0.53676 | 0.48744 | 0.59431
7 | 3 | 10 | 217.25 | 202.3 | 202.3 | 254.5 | 311 | 2024-07-03 10:00 | 0.64987 | 0.55093 | 0.55093 | 0.51156 | 0.606
7 | 3 | 11 | 212.45 | 234.7 | 234.7 | 251.5 | 314 | 2024-07-03 11:00 | 0.63551 | 0.63916 | 0.63916 | 0.50553 | 0.61185
7 | 3 | 12 | 196.6 | 214.8 | 214.8 | 244.5 | 327 | 2024-07-03 12:00 | 0.58809 | 0.58497 | 0.58497 | 0.49146 | 0.63718
7 | 3 | 13 | 190.8 | 195.6 | 195.6 | 233.5 | 348 | 2024-07-03 13:00 | 0.57074 | 0.53268 | 0.53268 | 0.46935 | 0.6781
7 | 3 | 14 | 180.25 | 190.6 | 190.6 | 235.5 | 343.4 | 2024-07-03 14:00 | 0.53919 | 0.51906 | 0.51906 | 0.47337 | 0.66913
7 | 3 | 15 | 186.4 | 197.2 | 197.2 | 219.5 | 344.8 | 2024-07-03 15:00 | 0.55758 | 0.53704 | 0.53704 | 0.44121 | 0.67186
7 | 3 | 16 | 203.6 | 184.6 | 184.6 | 298.5 | 349.6 | 2024-07-03 16:00 | 0.60903 | 0.50272 | 0.50272 | 0.6 | 0.68122
7 | 3 | 17 | 215.1 | 224.6 | 224.6 | 297.5 | 361.6 | 2024-07-03 17:00 | 0.64343 | 0.61166 | 0.61166 | 0.59799 | 0.7046
7 | 3 | 18 | 236.9 | 262.8 | 262.8 | 318.5 | 376.7 | 2024-07-03 18:00 | 0.70864 | 0.71569 | 0.71569 | 0.6402 | 0.73402
7 | 3 | 19 | 288.1 | 285.8 | 285.8 | 362.2 | 413.1 | 2024-07-03 19:00 | 0.8618 | 0.77832 | 0.77832 | 0.72804 | 0.80495
7 | 3 | 20 | 268.5 | 283.4 | 283.4 | 388.5 | 427.3 | 2024-07-03 20:00 | 0.80317 | 0.77179 | 0.77179 | 0.7809 | 0.83262
7 | 3 | 21 | 278.75 | 277.4 | 277.4 | 382.4 | 404.2 | 2024-07-03 21:00 | 0.83383 | 0.75545 | 0.75545 | 0.76864 | 0.78761
7 | 3 | 22 | 275.7 | 215.1 | 215.1 | 371.5 | 402 | 2024-07-03 22:00 | 0.82471 | 0.58578 | 0.58578 | 0.74673 | 0.78332
7 | 3 | 23 | 258.9 | 220.9 | 220.9 | 342.8 | 361.5 | 2024-07-03 23:00 | 0.77445 | 0.60158 | 0.60158 | 0.68905 | 0.7044
7 | 4 | 0 | 236.95 | 226.45 | 226.45 | 354.4 | 338.5 | 2024-07-04 | 0.70879 | 0.61669 | 0.61669 | 0.71236 | 0.65959
7 | 4 | 1 | 232.05 | 224.45 | 224.45 | 332.5 | 324.6 | 2024-07-04 01:00 | 0.69414 | 0.61125 | 0.61125 | 0.66834 | 0.6325
7 | 4 | 2 | 222.75 | 219.45 | 219.45 | 316.5 | 286.8 | 2024-07-04 02:00 | 0.66632 | 0.59763 | 0.59763 | 0.63618 | 0.55885
7 | 4 | 3 | 225.85 | 214.55 | 214.55 | 312.5 | 261.7 | 2024-07-04 03:00 | 0.67559 | 0.58429 | 0.58429 | 0.62814 | 0.50994
7 | 4 | 4 | 212.5 | 209.45 | 209.45 | 307.4 | 266.7 | 2024-07-04 04:00 | 0.63566 | 0.5704 | 0.5704 | 0.61789 | 0.51968
7 | 4 | 5 | 217.6 | 213.4 | 213.4 | 313.4 | 227.9 | 2024-07-04 05:00 | 0.65091 | 0.58115 | 0.58115 | 0.62995 | 0.44408
7 | 4 | 6 | 223.6 | 228.4 | 228.4 | 332.3 | 258.7 | 2024-07-04 06:00 | 0.66886 | 0.622 | 0.622 | 0.66794 | 0.50409
7 | 4 | 7 | 226.5 | 201.5 | 201.5 | 320 | 255.8 | 2024-07-04 07:00 | 0.67754 | 0.54875 | 0.54875 | 0.64322 | 0.49844
7 | 4 | 8 | 226.7 | 197.05 | 197.05 | 308.9 | 296.4 | 2024-07-04 08:00 | 0.67813 | 0.53663 | 0.53663 | 0.6209 | 0.57755
7 | 4 | 9 | 209.7 | 205.15 | 205.15 | 307.4 | 318.2 | 2024-07-04 09:00 | 0.62728 | 0.55869 | 0.55869 | 0.61789 | 0.62003
7 | 4 | 10 | 188.1 | 204.15 | 204.15 | 302.8 | 295.2 | 2024-07-04 10:00 | 0.56267 | 0.55596 | 0.55596 | 0.60864 | 0.57521
7 | 4 | 11 | 168.05 | 207.75 | 207.75 | 307.8 | 293.2 | 2024-07-04 11:00 | 0.50269 | 0.56577 | 0.56577 | 0.61869 | 0.57132
7 | 4 | 12 | 192.65 | 200.9 | 200.9 | 308.5 | 306.4 | 2024-07-04 12:00 | 0.57628 | 0.54711 | 0.54711 | 0.6201 | 0.59704
7 | 4 | 13 | 198.35 | 201 | 201 | 313.7 | 308.8 | 2024-07-04 13:00 | 0.59333 | 0.54739 | 0.54739 | 0.63055 | 0.60171
7 | 4 | 14 | 202.15 | 189.3 | 189.3 | 311.7 | 295.3 | 2024-07-04 14:00 | 0.6047 | 0.51552 | 0.51552 | 0.62653 | 0.57541
7 | 4 | 15 | 200.25 | 215.1 | 215.1 | 315.6 | 290.5 | 2024-07-04 15:00 | 0.59901 | 0.58578 | 0.58578 | 0.63437 | 0.56606
7 | 4 | 16 | 218.05 | 221.9 | 221.9 | 313 | 298.4 | 2024-07-04 16:00 | 0.65226 | 0.6043 | 0.6043 | 0.62915 | 0.58145
7 | 4 | 17 | 229.3 | 225.9 | 225.9 | 336.5 | 313 | 2024-07-04 17:00 | 0.68591 | 0.6152 | 0.6152 | 0.67638 | 0.6099
7 | 4 | 18 | 255.05 | 267.5 | 267.5 | 359.3 | 341.1 | 2024-07-04 18:00 | 0.76294 | 0.72849 | 0.72849 | 0.72221 | 0.66465
7 | 4 | 19 | 282 | 260.4 | 260.4 | 379.1 | 377.5 | 2024-07-04 19:00 | 0.84355 | 0.70915 | 0.70915 | 0.76201 | 0.73558
7 | 4 | 20 | 283.8 | 286.5 | 286.5 | 412.9 | 376.7 | 2024-07-04 20:00 | 0.84894 | 0.78023 | 0.78023 | 0.82995 | 0.73402
7 | 4 | 21 | 271.7 | 293.5 | 293.5 | 414.6 | 375.7 | 2024-07-04 21:00 | 0.81274 | 0.79929 | 0.79929 | 0.83337 | 0.73207
7 | 4 | 22 | 255.8 | 281.6 | 281.6 | 408.3 | 327.4 | 2024-07-04 22:00 | 0.76518 | 0.76688 | 0.76688 | 0.8207 | 0.63796
7 | 4 | 23 | 234.5 | 252.5 | 252.5 | 394.3 | 269.7 | 2024-07-04 23:00 | 0.70147 | 0.68764 | 0.68764 | 0.79256 | 0.52553
7 | 5 | 0 | 218.8 | 242 | 242 | 341.5 | 275.9 | 2024-07-05 | 0.6545 | 0.65904 | 0.65904 | 0.68643 | 0.53761
7 | 5 | 1 | 227.7 | 233.1 | 233.1 | 302 | 266.9 | 2024-07-05 01:00 | 0.68112 | 0.6348 | 0.6348 | 0.60704 | 0.52007
7 | 5 | 2 | 200.2 | 229.1 | 229.1 | 301 | 271.9 | 2024-07-05 02:00 | 0.59886 | 0.62391 | 0.62391 | 0.60503 | 0.52981
7 | 5 | 3 | 193.2 | 220.1 | 220.1 | 275 | 252 | 2024-07-05 03:00 | 0.57792 | 0.5994 | 0.5994 | 0.55276 | 0.49104
7 | 5 | 4 | 188.9 | 220.1 | 220.1 | 306.5 | 258 | 2024-07-05 04:00 | 0.56506 | 0.5994 | 0.5994 | 0.61608 | 0.50273
7 | 5 | 5 | 189.9 | 250.5 | 250.5 | 311.5 | 273.1 | 2024-07-05 05:00 | 0.56805 | 0.68219 | 0.68219 | 0.62613 | 0.53215
7 | 5 | 6 | 183.8 | 237.2 | 237.2 | 329.4 | 299.5 | 2024-07-05 06:00 | 0.54981 | 0.64597 | 0.64597 | 0.66211 | 0.58359
7 | 5 | 7 | 183.2 | 223.4 | 223.4 | 324.9 | 304.5 | 2024-07-05 07:00 | 0.54801 | 0.60839 | 0.60839 | 0.65307 | 0.59334
7 | 5 | 8 | 199.6 | 200.9 | 200.9 | 316.4 | 316 | 2024-07-05 08:00 | 0.59707 | 0.54711 | 0.54711 | 0.63598 | 0.61574
7 | 5 | 9 | 197.6 | 198.1 | 198.1 | 320.1 | 309 | 2024-07-05 09:00 | 0.59109 | 0.53949 | 0.53949 | 0.64342 | 0.6021
7 | 5 | 10 | 194.6 | 188.5 | 188.5 | 335 | 321 | 2024-07-05 10:00 | 0.58211 | 0.51334 | 0.51334 | 0.67337 | 0.62549
7 | 5 | 11 | 181.7 | 210.2 | 210.2 | 333 | 316 | 2024-07-05 11:00 | 0.54352 | 0.57244 | 0.57244 | 0.66935 | 0.61574
7 | 5 | 12 | 188.6 | 199.8 | 199.8 | 316 | 315 | 2024-07-05 12:00 | 0.56416 | 0.54412 | 0.54412 | 0.63518 | 0.6138
7 | 5 | 13 | 187.4 | 233.9 | 233.9 | 324 | 323 | 2024-07-05 13:00 | 0.56057 | 0.63698 | 0.63698 | 0.65126 | 0.62938
7 | 5 | 14 | 163.5 | 230.3 | 230.3 | 267 | 304 | 2024-07-05 14:00 | 0.48908 | 0.62718 | 0.62718 | 0.53668 | 0.59236
7 | 5 | 15 | 167.4 | 227.6 | 227.6 | 260 | 304 | 2024-07-05 15:00 | 0.50075 | 0.61983 | 0.61983 | 0.52261 | 0.59236
7 | 5 | 16 | 168.6 | 227.9 | 227.9 | 239 | 331 | 2024-07-05 16:00 | 0.50434 | 0.62064 | 0.62064 | 0.4804 | 0.64497
7 | 5 | 17 | 211.1 | 225.9 | 225.9 | 229 | 320 | 2024-07-05 17:00 | 0.63147 | 0.6152 | 0.6152 | 0.4603 | 0.62354
7 | 5 | 18 | 238.9 | 238.4 | 238.4 | 262 | 380.7 | 2024-07-05 18:00 | 0.71463 | 0.64924 | 0.64924 | 0.52663 | 0.74182
7 | 5 | 19 | 273.2 | 260.7 | 260.7 | 314.6 | 411.9 | 2024-07-05 19:00 | 0.81723 | 0.70997 | 0.70997 | 0.63236 | 0.80261
7 | 5 | 20 | 284.2 | 270 | 270 | 324.1 | 425.6 | 2024-07-05 20:00 | 0.85013 | 0.73529 | 0.73529 | 0.65146 | 0.82931
7 | 5 | 21 | 271.6 | 268.2 | 268.2 | 287.1 | 402.6 | 2024-07-05 21:00 | 0.81244 | 0.73039 | 0.73039 | 0.57709 | 0.78449
7 | 5 | 22 | 255.3 | 244 | 244 | 287.1 | 381.7 | 2024-07-05 22:00 | 0.76369 | 0.66449 | 0.66449 | 0.57709 | 0.74376
7 | 5 | 23 | 241.8 | 229 | 229 | 260.6 | 372.2 | 2024-07-05 23:00 | 0.7233 | 0.62364 | 0.62364 | 0.52382 | 0.72525
7 | 6 | 0 | 241.5 | 214.9 | 214.9 | 272 | 345.1 | 2024-07-06 | 0.72241 | 0.58524 | 0.58524 | 0.54673 | 0.67245
7 | 6 | 1 | 228.4 | 201.9 | 201.9 | 275 | 326 | 2024-07-06 01:00 | 0.68322 | 0.54984 | 0.54984 | 0.55276 | 0.63523
7 | 6 | 2 | 226.2 | 208.9 | 208.9 | 262 | 317 | 2024-07-06 02:00 | 0.67664 | 0.5689 | 0.5689 | 0.52663 | 0.61769
7 | 6 | 3 | 226.9 | 202.9 | 202.9 | 258 | 309 | 2024-07-06 03:00 | 0.67873 | 0.55256 | 0.55256 | 0.51859 | 0.6021
7 | 6 | 4 | 218.1 | 220.9 | 220.9 | 259 | 312 | 2024-07-06 04:00 | 0.65241 | 0.60158 | 0.60158 | 0.5206 | 0.60795
7 | 6 | 5 | 217.7 | 203.2 | 203.2 | 261 | 320 | 2024-07-06 05:00 | 0.65121 | 0.55338 | 0.55338 | 0.52462 | 0.62354
7 | 6 | 6 | 223.9 | 203.1 | 203.1 | 301 | 333 | 2024-07-06 06:00 | 0.66976 | 0.5531 | 0.5531 | 0.60503 | 0.64887
7 | 6 | 7 | 224.9 | 235.5 | 235.5 | 267.5 | 363 | 2024-07-06 07:00 | 0.67275 | 0.64134 | 0.64134 | 0.53769 | 0.70733
7 | 6 | 8 | 215.8 | 222.5 | 222.5 | 281.5 | 349 | 2024-07-06 08:00 | 0.64553 | 0.60594 | 0.60594 | 0.56583 | 0.68005
7 | 6 | 9 | 221 | 206.8 | 206.8 | 284.5 | 347 | 2024-07-06 09:00 | 0.66108 | 0.56318 | 0.56318 | 0.57186 | 0.67615
7 | 6 | 10 | 210.4 | 194.3 | 194.3 | 273.5 | 345 | 2024-07-06 10:00 | 0.62937 | 0.52914 | 0.52914 | 0.54975 | 0.67225
7 | 6 | 11 | 201.4 | 191.7 | 191.7 | 274.5 | 359 | 2024-07-06 11:00 | 0.60245 | 0.52206 | 0.52206 | 0.55176 | 0.69953
7 | 6 | 12 | 194.2 | 194.9 | 194.9 | 271.5 | 360 | 2024-07-06 12:00 | 0.58092 | 0.53077 | 0.53077 | 0.54573 | 0.70148
7 | 6 | 13 | 194.2 | 186.5 | 186.5 | 275.5 | 358.3 | 2024-07-06 13:00 | 0.58092 | 0.5079 | 0.5079 | 0.55377 | 0.69817
7 | 6 | 14 | 181.5 | 202.1 | 202.1 | 288 | 366.7 | 2024-07-06 14:00 | 0.54293 | 0.55038 | 0.55038 | 0.57889 | 0.71454
7 | 6 | 15 | 186.8 | 200.1 | 200.1 | 301 | 360.3 | 2024-07-06 15:00 | 0.55878 | 0.54493 | 0.54493 | 0.60503 | 0.70207
7 | 6 | 16 | 174.7 | 180.25 | 180.25 | 223 | 372.1 | 2024-07-06 16:00 | 0.52258 | 0.49088 | 0.49088 | 0.44824 | 0.72506
7 | 6 | 17 | 185.7 | 225.75 | 225.75 | 282 | 350.3 | 2024-07-06 17:00 | 0.55549 | 0.61479 | 0.61479 | 0.56683 | 0.68258
7 | 6 | 18 | 247.7 | 251.4 | 251.4 | 291.5 | 386.5 | 2024-07-06 18:00 | 0.74095 | 0.68464 | 0.68464 | 0.58593 | 0.75312
7 | 6 | 19 | 285.3 | 278 | 278 | 364 | 414.3 | 2024-07-06 19:00 | 0.85343 | 0.75708 | 0.75708 | 0.73166 | 0.80729
7 | 6 | 20 | 297 | 285.2 | 285.2 | 378 | 433.8 | 2024-07-06 20:00 | 0.88842 | 0.77669 | 0.77669 | 0.7598 | 0.84528
7 | 6 | 21 | 284.1 | 280.5 | 280.5 | 324 | 424.2 | 2024-07-06 21:00 | 0.84984 | 0.76389 | 0.76389 | 0.65126 | 0.82658
7 | 6 | 22 | 269.7 | 260.5 | 260.5 | 334 | 404.3 | 2024-07-06 22:00 | 0.80676 | 0.70942 | 0.70942 | 0.67136 | 0.7878
7 | 6 | 23 | 254.9 | 243.4 | 243.4 | 293 | 385.8 | 2024-07-06 23:00 | 0.76249 | 0.66285 | 0.66285 | 0.58894 | 0.75175
7 | 7 | 0 | 248.7 | 242.2 | 242.2 | 318 | 363.2 | 2024-07-07 | 0.74394 | 0.65959 | 0.65959 | 0.6392 | 0.70772
7 | 7 | 1 | 257.8 | 206.1 | 206.1 | 302 | 322.9 | 2024-07-07 01:00 | 0.77116 | 0.56127 | 0.56127 | 0.60704 | 0.62919
7 | 7 | 2 | 240 | 196.1 | 196.1 | 311 | 304.9 | 2024-07-07 02:00 | 0.71792 | 0.53404 | 0.53404 | 0.62513 | 0.59412
7 | 7 | 3 | 237.5 | 203.1 | 203.1 | 306 | 293.9 | 2024-07-07 03:00 | 0.71044 | 0.5531 | 0.5531 | 0.61508 | 0.57268
7 | 7 | 4 | 237.5 | 200.1 | 200.1 | 307 | 296.3 | 2024-07-07 04:00 | 0.71044 | 0.54493 | 0.54493 | 0.61709 | 0.57736
7 | 7 | 5 | 240.6 | 208.1 | 208.1 | 306 | 300.5 | 2024-07-07 05:00 | 0.71971 | 0.56672 | 0.56672 | 0.61508 | 0.58554
7 | 7 | 6 | 234.6 | 215.1 | 215.1 | 321 | 313.4 | 2024-07-07 06:00 | 0.70176 | 0.58578 | 0.58578 | 0.64523 | 0.61068
7 | 7 | 7 | 245.5 | 219.8 | 219.8 | 311.1 | 337.4 | 2024-07-07 07:00 | 0.73437 | 0.59858 | 0.59858 | 0.62533 | 0.65744
7 | 7 | 8 | 228.15 | 195.9 | 195.9 | 308.1 | 339.5 | 2024-07-07 08:00 | 0.68247 | 0.5335 | 0.5335 | 0.6193 | 0.66154
7 | 7 | 9 | 217.75 | 181.8 | 181.8 | 300.1 | 348.4 | 2024-07-07 09:00 | 0.65136 | 0.4951 | 0.4951 | 0.60322 | 0.67888
7 | 7 | 10 | 208.75 | 183.8 | 183.8 | 303.1 | 325.5 | 2024-07-07 10:00 | 0.62444 | 0.50054 | 0.50054 | 0.60925 | 0.63426
7 | 7 | 11 | 205.8 | 179.8 | 179.8 | 315.1 | 344.3 | 2024-07-07 11:00 | 0.61561 | 0.48965 | 0.48965 | 0.63337 | 0.67089
7 | 7 | 12 | 203.75 | 179.5 | 179.5 | 318.1 | 337.6 | 2024-07-07 12:00 | 0.60948 | 0.48883 | 0.48883 | 0.6394 | 0.65783
7 | 7 | 13 | 189.85 | 186.7 | 186.7 | 318.1 | 347.4 | 2024-07-07 13:00 | 0.5679 | 0.50844 | 0.50844 | 0.6394 | 0.67693
7 | 7 | 14 | 177.25 | 198.7 | 198.7 | 317.1 | 313.6 | 2024-07-07 14:00 | 0.53021 | 0.54112 | 0.54112 | 0.63739 | 0.61107
7 | 7 | 15 | 194.85 | 206.7 | 206.7 | 319.1 | 320.9 | 2024-07-07 15:00 | 0.58286 | 0.56291 | 0.56291 | 0.64141 | 0.62529
7 | 7 | 16 | 213.9 | 208.7 | 208.7 | 310.1 | 316.9 | 2024-07-07 16:00 | 0.63984 | 0.56836 | 0.56836 | 0.62332 | 0.6175
7 | 7 | 17 | 218.85 | 222.7 | 222.7 | 331.4 | 321.4 | 2024-07-07 17:00 | 0.65465 | 0.60648 | 0.60648 | 0.66613 | 0.62627
7 | 7 | 18 | 43.5 | 239.2 | 239.2 | 378.1 | 338.6 | 2024-07-07 18:00 | 0.13012 | 0.65142 | 0.65142 | 0.76 | 0.65978
7 | 7 | 19 | 70.95 | 295.9 | 295.9 | 408.2 | 391.6 | 2024-07-07 19:00 | 0.21223 | 0.80583 | 0.80583 | 0.8205 | 0.76306
7 | 7 | 20 | 147.35 | 299.4 | 299.4 | 441.3 | 389.3 | 2024-07-07 20:00 | 0.44077 | 0.81536 | 0.81536 | 0.88704 | 0.75857
7 | 7 | 21 | 252.8 | 302.6 | 302.6 | 417.1 | 409.6 | 2024-07-07 21:00 | 0.75621 | 0.82407 | 0.82407 | 0.83839 | 0.79813
7 | 7 | 22 | 219.5 | 278.4 | 278.4 | 406.7 | 392.9 | 2024-07-07 22:00 | 0.6566 | 0.75817 | 0.75817 | 0.81749 | 0.76559
7 | 7 | 23 | 231.4 | 262.4 | 262.4 | 382.5 | 373.3 | 2024-07-07 23:00 | 0.69219 | 0.7146 | 0.7146 | 0.76884 | 0.7274
7 | 8 | 0 | 232.4 | 242.9 | 242.9 | 356.9 | 346.2 | 2024-07-08 | 0.69518 | 0.66149 | 0.66149 | 0.71739 | 0.67459
7 | 8 | 1 | 204.4 | 231.6 | 231.6 | 337.8 | 323.4 | 2024-07-08 01:00 | 0.61143 | 0.63072 | 0.63072 | 0.67899 | 0.63016
7 | 8 | 2 | 193.3 | 231.5 | 231.5 | 327.4 | 307.4 | 2024-07-08 02:00 | 0.57822 | 0.63045 | 0.63045 | 0.65809 | 0.59899
7 | 8 | 3 | 178.3 | 251.8 | 251.8 | 327.3 | 299.3 | 2024-07-08 03:00 | 0.53335 | 0.68573 | 0.68573 | 0.65789 | 0.5832
7 | 8 | 4 | 176.3 | 227 | 227 | 324.4 | 310.5 | 2024-07-08 04:00 | 0.52737 | 0.61819 | 0.61819 | 0.65206 | 0.60503
7 | 8 | 5 | 179.5 | 237.9 | 237.9 | 337.4 | 315.4 | 2024-07-08 05:00 | 0.53694 | 0.64788 | 0.64788 | 0.67819 | 0.61458
7 | 8 | 6 | 180.5 | 231.9 | 231.9 | 358.3 | 324.2 | 2024-07-08 06:00 | 0.53993 | 0.63154 | 0.63154 | 0.7202 | 0.63172
7 | 8 | 7 | 187.4 | 226.1 | 226.1 | 351.9 | 347 | 2024-07-08 07:00 | 0.56057 | 0.61574 | 0.61574 | 0.70734 | 0.67615
7 | 8 | 8 | 202.3 | 207.58 | 207.58 | 330.2 | 339.4 | 2024-07-08 08:00 | 0.60515 | 0.56531 | 0.56531 | 0.66372 | 0.66134
7 | 8 | 9 | 204.3 | 217.33 | 217.33 | 333 | 333.2 | 2024-07-08 09:00 | 0.61113 | 0.59186 | 0.59186 | 0.66935 | 0.64926
7 | 8 | 10 | 183.4 | 208.4 | 208.4 | 336 | 317.1 | 2024-07-08 10:00 | 0.54861 | 0.56754 | 0.56754 | 0.67538 | 0.61789
7 | 8 | 11 | 195.1 | 212 | 212 | 334 | 301.1 | 2024-07-08 11:00 | 0.58361 | 0.57734 | 0.57734 | 0.67136 | 0.58671
7 | 8 | 12 | 193.2 | 206.85 | 206.85 | 313 | 327.5 | 2024-07-08 12:00 | 0.57792 | 0.56332 | 0.56332 | 0.62915 | 0.63815
7 | 8 | 13 | 185.7 | 223.85 | 223.85 | 315 | 358.1 | 2024-07-08 13:00 | 0.55549 | 0.60961 | 0.60961 | 0.63317 | 0.69778
7 | 8 | 14 | 164.4 | 213.2 | 213.2 | 322 | 323.4 | 2024-07-08 14:00 | 0.49177 | 0.58061 | 0.58061 | 0.64724 | 0.63016
7 | 8 | 15 | 146.8 | 218.5 | 218.5 | 328 | 326.6 | 2024-07-08 15:00 | 0.43913 | 0.59504 | 0.59504 | 0.6593 | 0.6364
7 | 8 | 16 | 161.8 | 183.95 | 183.95 | 349.1 | 323.8 | 2024-07-08 16:00 | 0.484 | 0.50095 | 0.50095 | 0.70171 | 0.63094
7 | 8 | 17 | 195.8 | 241.95 | 241.95 | 342.7 | 355.3 | 2024-07-08 17:00 | 0.5857 | 0.65891 | 0.65891 | 0.68884 | 0.69232
7 | 8 | 18 | 231.6 | 282.8 | 282.8 | 381.3 | 362.9 | 2024-07-08 18:00 | 0.69279 | 0.77015 | 0.77015 | 0.76643 | 0.70713
7 | 8 | 19 | 271.5 | 297.8 | 297.8 | 368.2 | 397.2 | 2024-07-08 19:00 | 0.81214 | 0.811 | 0.811 | 0.7401 | 0.77397
7 | 8 | 20 | 279.5 | 290.9 | 290.9 | 434.6 | 404 | 2024-07-08 20:00 | 0.83608 | 0.79221 | 0.79221 | 0.87357 | 0.78722
7 | 8 | 21 | 277.4 | 267.7 | 267.7 | 430.9 | 402.9 | 2024-07-08 21:00 | 0.82979 | 0.72903 | 0.72903 | 0.86613 | 0.78507
7 | 8 | 22 | 270.4 | 229.7 | 229.7 | 407.8 | 388.1 | 2024-07-08 22:00 | 0.80885 | 0.62554 | 0.62554 | 0.8197 | 0.75624
7 | 8 | 23 | 246.9 | 223.4 | 223.4 | 415.9 | 358.4 | 2024-07-08 23:00 | 0.73856 | 0.60839 | 0.60839 | 0.83598 | 0.69836
7 | 9 | 0 | 246.6 | 129.5 | 129.5 | 361.3 | 314 | 2024-07-09 | 0.73766 | 0.35267 | 0.35267 | 0.72623 | 0.61185
7 | 9 | 1 | 222.2 | 65.5 | 65.5 | 367.2 | 302 | 2024-07-09 01:00 | 0.66467 | 0.17838 | 0.17838 | 0.73809 | 0.58846
7 | 9 | 2 | 215 | 41.31 | 41.31 | 353.2 | 289 | 2024-07-09 02:00 | 0.64313 | 0.1125 | 0.1125 | 0.70995 | 0.56313
7 | 9 | 3 | 210.9 | 98.25 | 98.25 | 346.1 | 286 | 2024-07-09 03:00 | 0.63087 | 0.26757 | 0.26757 | 0.69568 | 0.55729
7 | 9 | 4 | 209.5 | 126.1 | 126.1 | 343.2 | 285 | 2024-07-09 04:00 | 0.62668 | 0.34341 | 0.34341 | 0.68985 | 0.55534
7 | 9 | 5 | 211.1 | 130.15 | 130.15 | 356.4 | 306 | 2024-07-09 05:00 | 0.63147 | 0.35444 | 0.35444 | 0.71638 | 0.59626
7 | 9 | 6 | 226.5 | 143.5 | 143.5 | 374.4 | 339 | 2024-07-09 06:00 | 0.67754 | 0.3908 | 0.3908 | 0.75256 | 0.66056
7 | 9 | 7 | 214.6 | 145.85 | 145.85 | 366.4 | 369 | 2024-07-09 07:00 | 0.64194 | 0.39719 | 0.39719 | 0.73648 | 0.71902
7 | 9 | 8 | 207.3 | 73.65 | 73.65 | 348.4 | 286.9 | 2024-07-09 08:00 | 0.6201 | 0.20057 | 0.20057 | 0.7003 | 0.55904
7 | 9 | 9 | 182.6 | 76.2 | 76.2 | 337.5 | 315.5 | 2024-07-09 09:00 | 0.54622 | 0.20752 | 0.20752 | 0.67839 | 0.61477
7 | 9 | 10 | 193 | 76.55 | 76.55 | 331.5 | 309 | 2024-07-09 10:00 | 0.57733 | 0.20847 | 0.20847 | 0.66633 | 0.6021
7 | 9 | 11 | 186.2 | 71.35 | 71.35 | 343.5 | 323 | 2024-07-09 11:00 | 0.55698 | 0.19431 | 0.19431 | 0.69045 | 0.62938
7 | 9 | 12 | 190.2 | 68.6 | 68.6 | 346.5 | 299 | 2024-07-09 12:00 | 0.56895 | 0.18682 | 0.18682 | 0.69648 | 0.58262
7 | 9 | 13 | 186.6 | 75.25 | 75.25 | 356.2 | 325 | 2024-07-09 13:00 | 0.55818 | 0.20493 | 0.20493 | 0.71598 | 0.63328
7 | 9 | 14 | 185.25 | 114.3 | 114.3 | 337.8 | 347 | 2024-07-09 14:00 | 0.55414 | 0.31127 | 0.31127 | 0.67899 | 0.67615
7 | 9 | 15 | 193.25 | 122.3 | 122.3 | 338.4 | 285 | 2024-07-09 15:00 | 0.57807 | 0.33306 | 0.33306 | 0.6802 | 0.55534
7 | 9 | 16 | 180.45 | 126.6 | 126.6 | 382.9 | 295 | 2024-07-09 16:00 | 0.53978 | 0.34477 | 0.34477 | 0.76965 | 0.57482
7 | 9 | 17 | 191.45 | 141.35 | 141.35 | 379.8 | 308 | 2024-07-09 17:00 | 0.57269 | 0.38494 | 0.38494 | 0.76342 | 0.60016
7 | 9 | 18 | 218.9 | 141.2 | 141.2 | 419.2 | 297.8 | 2024-07-09 18:00 | 0.6548 | 0.38453 | 0.38453 | 0.84261 | 0.58028
7 | 9 | 19 | 262.1 | 146.75 | 146.75 | 434.8 | 350.3 | 2024-07-09 19:00 | 0.78403 | 0.39965 | 0.39965 | 0.87397 | 0.68258
7 | 9 | 20 | 268.1 | 148.75 | 148.75 | 442.3 | 357.1 | 2024-07-09 20:00 | 0.80197 | 0.40509 | 0.40509 | 0.88905 | 0.69583
7 | 9 | 21 | 264.9 | 146.15 | 146.15 | 445 | 352.6 | 2024-07-09 21:00 | 0.7924 | 0.39801 | 0.39801 | 0.89447 | 0.68706
7 | 9 | 22 | 249 | 143.25 | 143.25 | 420.7 | 329.4 | 2024-07-09 22:00 | 0.74484 | 0.39011 | 0.39011 | 0.84563 | 0.64186
7 | 9 | 23 | 234.3 | 135.3 | 135.3 | 409.8 | 299.3 | 2024-07-09 23:00 | 0.70087 | 0.36846 | 0.36846 | 0.82372 | 0.5832
7 | 10 | 0 | 222.6 | 238.3 | 238.3 | 359.3 | 284 | 2024-07-10 | 0.66587 | 0.64897 | 0.64897 | 0.72221 | 0.55339
7 | 10 | 1 | 224.3 | 221.2 | 221.2 | 364.3 | 276 | 2024-07-10 01:00 | 0.67095 | 0.6024 | 0.6024 | 0.73226 | 0.5378
7 | 10 | 2 | 214.7 | 219.2 | 219.2 | 345 | 258 | 2024-07-10 02:00 | 0.64224 | 0.59695 | 0.59695 | 0.69347 | 0.50273
7 | 10 | 3 | 207.5 | 216.6 | 216.6 | 334 | 262 | 2024-07-10 03:00 | 0.6207 | 0.58987 | 0.58987 | 0.67136 | 0.51052
7 | 10 | 4 | 211.6 | 217.9 | 217.9 | 326 | 245 | 2024-07-10 04:00 | 0.63296 | 0.59341 | 0.59341 | 0.65528 | 0.4774
7 | 10 | 5 | 216.8 | 225.8 | 225.8 | 317 | 256 | 2024-07-10 05:00 | 0.64852 | 0.61492 | 0.61492 | 0.63719 | 0.49883
7 | 10 | 6 | 222.8 | 232.8 | 232.8 | 329 | 271 | 2024-07-10 06:00 | 0.66647 | 0.63399 | 0.63399 | 0.66131 | 0.52806
7 | 10 | 7 | 223.3 | 231.8 | 231.8 | 332.1 | 286 | 2024-07-10 07:00 | 0.66796 | 0.63126 | 0.63126 | 0.66754 | 0.55729
7 | 10 | 8 | 224.8 | 227.3 | 227.3 | 299.1 | 298 | 2024-07-10 08:00 | 0.67245 | 0.61901 | 0.61901 | 0.60121 | 0.58067
7 | 10 | 9 | 209.4 | 215.2 | 215.2 | 264.1 | 305 | 2024-07-10 09:00 | 0.62638 | 0.58606 | 0.58606 | 0.53085 | 0.59431
7 | 10 | 10 | 204.7 | 219.9 | 219.9 | 237.1 | 295 | 2024-07-10 10:00 | 0.61232 | 0.59886 | 0.59886 | 0.47658 | 0.57482
7 | 10 | 11 | 198.1 | 228.2 | 228.2 | 273.1 | 300 | 2024-07-10 11:00 | 0.59258 | 0.62146 | 0.62146 | 0.54894 | 0.58457
7 | 10 | 12 | 130.4 | 222.9 | 222.9 | 274.6 | 286 | 2024-07-10 12:00 | 0.39007 | 0.60703 | 0.60703 | 0.55196 | 0.55729
7 | 10 | 13 | 172.9 | 210.4 | 210.4 | 280.6 | 276 | 2024-07-10 13:00 | 0.5172 | 0.57298 | 0.57298 | 0.56402 | 0.5378
7 | 10 | 14 | 168.1 | 223.4 | 223.4 | 278.6 | 304 | 2024-07-10 14:00 | 0.50284 | 0.60839 | 0.60839 | 0.56 | 0.59236
7 | 10 | 15 | 182.9 | 210.4 | 210.4 | 306.6 | 308 | 2024-07-10 15:00 | 0.54711 | 0.57298 | 0.57298 | 0.61628 | 0.60016
7 | 10 | 16 | 191.2 | 230.4 | 230.4 | 294.7 | 308 | 2024-07-10 16:00 | 0.57194 | 0.62745 | 0.62745 | 0.59236 | 0.60016
7 | 10 | 17 | 200.3 | 0 | 0 | 278.2 | 273 | 2024-07-10 17:00 | 0.59916 | 0 | 0 | 0.5592 | 0.53196
7 | 10 | 18 | 232.2 | 96.1 | 96.1 | 309.6 | 296 | 2024-07-10 18:00 | 0.69459 | 0.26171 | 0.26171 | 0.62231 | 0.57677
7 | 10 | 19 | 261.4 | 299.9 | 299.9 | 350.9 | 367 | 2024-07-10 19:00 | 0.78193 | 0.81672 | 0.81672 | 0.70533 | 0.71512
7 | 10 | 20 | 268.5 | 305.6 | 305.6 | 350.2 | 390 | 2024-07-10 20:00 | 0.80317 | 0.83224 | 0.83224 | 0.70392 | 0.75994
7 | 10 | 21 | 249.3 | 304.9 | 304.9 | 294.9 | 378 | 2024-07-10 21:00 | 0.74574 | 0.83034 | 0.83034 | 0.59276 | 0.73655
7 | 10 | 22 | 238.1 | 270.15 | 270.15 | 283.8 | 366 | 2024-07-10 22:00 | 0.71223 | 0.7357 | 0.7357 | 0.57045 | 0.71317
7 | 10 | 23 | 213.1 | 259 | 259 | 299.5 | 326 | 2024-07-10 23:00 | 0.63745 | 0.70534 | 0.70534 | 0.60201 | 0.63523
7 | 11 | 0 | 216.4 | 233.5 | 233.5 | 265.1 | 316 | 2024-07-11 | 0.64732 | 0.63589 | 0.63589 | 0.53286 | 0.61574
7 | 11 | 1 | 208.2 | 225.1 | 225.1 | 263.1 | 295.4 | 2024-07-11 01:00 | 0.62279 | 0.61302 | 0.61302 | 0.52884 | 0.5756
7 | 11 | 2 | 205 | 225.3 | 225.3 | 257.1 | 288.2 | 2024-07-11 02:00 | 0.61322 | 0.61356 | 0.61356 | 0.51678 | 0.56157
7 | 11 | 3 | 204.1 | 228.3 | 228.3 | 247.1 | 283.3 | 2024-07-11 03:00 | 0.61053 | 0.62173 | 0.62173 | 0.49668 | 0.55203
7 | 11 | 4 | 203.1 | 225.4 | 225.4 | 230.1 | 282.1 | 2024-07-11 04:00 | 0.60754 | 0.61383 | 0.61383 | 0.46251 | 0.54969
7 | 11 | 5 | 211.2 | 225.4 | 225.4 | 252.1 | 286.4 | 2024-07-11 05:00 | 0.63177 | 0.61383 | 0.61383 | 0.50673 | 0.55807
7 | 11 | 6 | 229 | 227.5 | 227.5 | 265.1 | 304.7 | 2024-07-11 06:00 | 0.68501 | 0.61955 | 0.61955 | 0.53286 | 0.59373
7 | 11 | 7 | 224.8 | 196.8 | 196.8 | 277.1 | 254.7 | 2024-07-11 07:00 | 0.67245 | 0.53595 | 0.53595 | 0.55698 | 0.4963
7 | 11 | 8 | 218.4 | 170.8 | 170.8 | 280.1 | 328.2 | 2024-07-11 08:00 | 0.65331 | 0.46514 | 0.46514 | 0.56302 | 0.63952
7 | 11 | 9 | 208.7 | 169.4 | 169.4 | 268.1 | 327.1 | 2024-07-11 09:00 | 0.62429 | 0.46133 | 0.46133 | 0.53889 | 0.63737
7 | 11 | 10 | 209.9 | 166.2 | 166.2 | 270.1 | 321 | 2024-07-11 10:00 | 0.62788 | 0.45261 | 0.45261 | 0.54291 | 0.62549
7 | 11 | 11 | 209.5 | 143.5 | 143.5 | 273.1 | 319.1 | 2024-07-11 11:00 | 0.62668 | 0.3908 | 0.3908 | 0.54894 | 0.62178
7 | 11 | 12 | 178 | 146.1 | 146.1 | 276.1 | 310.5 | 2024-07-11 12:00 | 0.53246 | 0.39788 | 0.39788 | 0.55497 | 0.60503
7 | 11 | 13 | 177 | 151.8 | 151.8 | 276.1 | 314.3 | 2024-07-11 13:00 | 0.52946 | 0.4134 | 0.4134 | 0.55497 | 0.61243
7 | 11 | 14 | 162.8 | 155.7 | 155.7 | 280.1 | 331.4 | 2024-07-11 14:00 | 0.48699 | 0.42402 | 0.42402 | 0.56302 | 0.64575
7 | 11 | 15 | 160.3 | 159.3 | 159.3 | 295.1 | 323.2 | 2024-07-11 15:00 | 0.47951 | 0.43382 | 0.43382 | 0.59317 | 0.62977
7 | 11 | 16 | 161.45 | 171.5 | 171.5 | 306.6 | 298.4 | 2024-07-11 16:00 | 0.48295 | 0.46705 | 0.46705 | 0.61628 | 0.58145
7 | 11 | 17 | 178.3 | 230.6 | 230.6 | 325.6 | 328.8 | 2024-07-11 17:00 | 0.53335 | 0.628 | 0.628 | 0.65447 | 0.64069
7 | 11 | 18 | 222.2 | 259.2 | 259.2 | 333.2 | 381 | 2024-07-11 18:00 | 0.66467 | 0.70588 | 0.70588 | 0.66975 | 0.7424
7 | 11 | 19 | 276.6 | 307.9 | 307.9 | 365.9 | 404.9 | 2024-07-11 19:00 | 0.8274 | 0.83851 | 0.83851 | 0.73548 | 0.78897
7 | 11 | 20 | 280.4 | 307.1 | 307.1 | 397.9 | 375.8 | 2024-07-11 20:00 | 0.83877 | 0.83633 | 0.83633 | 0.7998 | 0.73227
7 | 11 | 21 | 278.5 | 295.2 | 295.2 | 389.9 | 371.8 | 2024-07-11 21:00 | 0.83308 | 0.80392 | 0.80392 | 0.78372 | 0.72447
7 | 11 | 22 | 266.6 | 236 | 236 | 373.8 | 341.6 | 2024-07-11 22:00 | 0.79749 | 0.6427 | 0.6427 | 0.75136 | 0.66563
7 | 11 | 23 | 225.35 | 227.2 | 227.2 | 324.1 | 306.4 | 2024-07-11 23:00 | 0.6741 | 0.61874 | 0.61874 | 0.65146 | 0.59704
7 | 12 | 0 | 230.2 | 218.7 | 218.7 | 294.4 | 289 | 2024-07-12 | 0.6886 | 0.59559 | 0.59559 | 0.59176 | 0.56313
7 | 12 | 1 | 210.3 | 212.7 | 212.7 | 295.1 | 277.8 | 2024-07-12 01:00 | 0.62908 | 0.57925 | 0.57925 | 0.59317 | 0.54131
7 | 12 | 2 | 203.9 | 208.7 | 208.7 | 287.1 | 267.7 | 2024-07-12 02:00 | 0.60993 | 0.56836 | 0.56836 | 0.57709 | 0.52163
7 | 12 | 3 | 206.7 | 203.7 | 203.7 | 281.1 | 283.1 | 2024-07-12 03:00 | 0.61831 | 0.55474 | 0.55474 | 0.56503 | 0.55164
7 | 12 | 4 | 202.8 | 202.7 | 202.7 | 282.1 | 263.3 | 2024-07-12 04:00 | 0.60664 | 0.55202 | 0.55202 | 0.56704 | 0.51306
7 | 12 | 5 | 210 | 204.7 | 204.7 | 296.1 | 274.4 | 2024-07-12 05:00 | 0.62818 | 0.55746 | 0.55746 | 0.59518 | 0.53468
7 | 12 | 6 | 206 | 214.7 | 214.7 | 325.1 | 309.3 | 2024-07-12 06:00 | 0.61621 | 0.58469 | 0.58469 | 0.65347 | 0.60269
7 | 12 | 7 | 223.7 | 221.5 | 221.5 | 303.1 | 321.2 | 2024-07-12 07:00 | 0.66916 | 0.60321 | 0.60321 | 0.60925 | 0.62588
7 | 12 | 8 | 205.2 | 215.1 | 215.1 | 286.1 | 327.2 | 2024-07-12 08:00 | 0.61382 | 0.58578 | 0.58578 | 0.57508 | 0.63757
7 | 12 | 9 | 206.9 | 199.1 | 199.1 | 281.1 | 331.8 | 2024-07-12 09:00 | 0.61891 | 0.54221 | 0.54221 | 0.56503 | 0.64653
7 | 12 | 10 | 203.15 | 199.1 | 199.1 | 277 | 333.6 | 2024-07-12 10:00 | 0.60769 | 0.54221 | 0.54221 | 0.55678 | 0.65004
7 | 12 | 11 | 188.4 | 169.7 | 169.7 | 280.1 | 335.3 | 2024-07-12 11:00 | 0.56357 | 0.46215 | 0.46215 | 0.56302 | 0.65335
7 | 12 | 12 | 192.6 | 165.7 | 165.7 | 292.1 | 330.4 | 2024-07-12 12:00 | 0.57613 | 0.45125 | 0.45125 | 0.58714 | 0.6438
7 | 12 | 13 | 192.9 | 168.7 | 168.7 | 295.1 | 334.3 | 2024-07-12 13:00 | 0.57703 | 0.45942 | 0.45942 | 0.59317 | 0.6514
7 | 12 | 14 | 186.45 | 165.7 | 165.7 | 308.1 | 332.2 | 2024-07-12 14:00 | 0.55773 | 0.45125 | 0.45125 | 0.6193 | 0.64731
7 | 12 | 15 | 192.35 | 154.7 | 154.7 | 309.1 | 326.6 | 2024-07-12 15:00 | 0.57538 | 0.4213 | 0.4213 | 0.62131 | 0.6364
7 | 12 | 16 | 201.35 | 171.1 | 171.1 | 309.1 | 359.5 | 2024-07-12 16:00 | 0.6023 | 0.46596 | 0.46596 | 0.62131 | 0.70051
7 | 12 | 17 | 204.1 | 172.1 | 172.1 | 338 | 378.8 | 2024-07-12 17:00 | 0.61053 | 0.46868 | 0.46868 | 0.6794 | 0.73811
7 | 12 | 18 | 239 | 218 | 218 | 362.8 | 388.9 | 2024-07-12 18:00 | 0.71493 | 0.59368 | 0.59368 | 0.72925 | 0.75779
7 | 12 | 19 | 294.9 | 270 | 270 | 412.2 | 439 | 2024-07-12 19:00 | 0.88214 | 0.73529 | 0.73529 | 0.82854 | 0.85542
7 | 12 | 20 | 288.7 | 259.2 | 259.2 | 420.2 | 436.2 | 2024-07-12 20:00 | 0.8636 | 0.70588 | 0.70588 | 0.84462 | 0.84996
7 | 12 | 21 | 288.85 | 260.4 | 260.4 | 414.6 | 437.6 | 2024-07-12 21:00 | 0.86404 | 0.70915 | 0.70915 | 0.83337 | 0.85269
7 | 12 | 22 | 288.8 | 260.1 | 260.1 | 388.4 | 413.2 | 2024-07-12 22:00 | 0.86389 | 0.70833 | 0.70833 | 0.7807 | 0.80514
7 | 12 | 23 | 244.85 | 219.2 | 219.2 | 343.7 | 386.4 | 2024-07-12 23:00 | 0.73243 | 0.59695 | 0.59695 | 0.69085 | 0.75292
7 | 13 | 0 | 235.7 | 206.05 | 206.05 | 324.4 | 349.3 | 2024-07-13 | 0.70506 | 0.56114 | 0.56114 | 0.65206 | 0.68063
7 | 13 | 1 | 208.5 | 208.05 | 208.05 | 308 | 327.1 | 2024-07-13 01:00 | 0.62369 | 0.56658 | 0.56658 | 0.6191 | 0.63737
7 | 13 | 2 | 211.8 | 200.95 | 200.95 | 295 | 313.2 | 2024-07-13 02:00 | 0.63356 | 0.54725 | 0.54725 | 0.59296 | 0.61029
7 | 13 | 3 | 200.4 | 195.45 | 195.45 | 290 | 313.1 | 2024-07-13 03:00 | 0.59946 | 0.53227 | 0.53227 | 0.58291 | 0.61009
7 | 13 | 4 | 199.9 | 200.05 | 200.05 | 287 | 306.1 | 2024-07-13 04:00 | 0.59797 | 0.5448 | 0.5448 | 0.57688 | 0.59645
7 | 13 | 5 | 202.8 | 202.55 | 202.55 | 310 | 315 | 2024-07-13 05:00 | 0.60664 | 0.55161 | 0.55161 | 0.62312 | 0.6138
7 | 13 | 6 | 166.7 | 211.35 | 211.35 | 326 | 307.3 | 2024-07-13 06:00 | 0.49865 | 0.57557 | 0.57557 | 0.65528 | 0.59879
7 | 13 | 7 | 170 | 200.25 | 200.25 | 299.2 | 318.4 | 2024-07-13 07:00 | 0.50853 | 0.54534 | 0.54534 | 0.60141 | 0.62042
7 | 13 | 8 | 205 | 189.25 | 189.25 | 300.2 | 346.4 | 2024-07-13 08:00 | 0.61322 | 0.51539 | 0.51539 | 0.60342 | 0.67498
7 | 13 | 9 | 206.2 | 170.95 | 170.95 | 306.2 | 315.8 | 2024-07-13 09:00 | 0.61681 | 0.46555 | 0.46555 | 0.61548 | 0.61535
7 | 13 | 10 | 184.2 | 165.3 | 165.3 | 284.2 | 275 | 2024-07-13 10:00 | 0.551 | 0.45016 | 0.45016 | 0.57126 | 0.53585
7 | 13 | 11 | 188.2 | 159.85 | 159.85 | 272 | 293.4 | 2024-07-13 11:00 | 0.56297 | 0.43532 | 0.43532 | 0.54673 | 0.57171
7 | 13 | 12 | 181.2 | 167.35 | 167.35 | 274 | 319.7 | 2024-07-13 12:00 | 0.54203 | 0.45575 | 0.45575 | 0.55075 | 0.62295
7 | 13 | 13 | 177.4 | 152.35 | 152.35 | 276.9 | 310.7 | 2024-07-13 13:00 | 0.53066 | 0.4149 | 0.4149 | 0.55658 | 0.60542
7 | 13 | 14 | 182.4 | 162.05 | 162.05 | 297.7 | 319.5 | 2024-07-13 14:00 | 0.54562 | 0.44131 | 0.44131 | 0.59839 | 0.62256
7 | 13 | 15 | 187.4 | 180.3 | 180.3 | 277.9 | 313.2 | 2024-07-13 15:00 | 0.56057 | 0.49101 | 0.49101 | 0.55859 | 0.61029
7 | 13 | 16 | 192.2 | 219.2 | 219.2 | 288.9 | 323.6 | 2024-07-13 16:00 | 0.57493 | 0.59695 | 0.59695 | 0.5807 | 0.63055
7 | 13 | 17 | 207.3 | 202.4 | 202.4 | 352.6 | 340.8 | 2024-07-13 17:00 | 0.6201 | 0.5512 | 0.5512 | 0.70874 | 0.66407
7 | 13 | 18 | 226.8 | 226.8 | 226.8 | 327.6 | 359.7 | 2024-07-13 18:00 | 0.67843 | 0.61765 | 0.61765 | 0.65849 | 0.7009
7 | 13 | 19 | 275.5 | 289.45 | 289.45 | 395.6 | 388.4 | 2024-07-13 19:00 | 0.82411 | 0.78826 | 0.78826 | 0.79518 | 0.75682
7 | 13 | 20 | 274.8 | 289.2 | 289.2 | 399.5 | 370.6 | 2024-07-13 20:00 | 0.82202 | 0.78758 | 0.78758 | 0.80302 | 0.72214
7 | 13 | 21 | 263.9 | 270.3 | 270.3 | 377.2 | 369.2 | 2024-07-13 21:00 | 0.78941 | 0.73611 | 0.73611 | 0.75819 | 0.71941
7 | 13 | 22 | 242.8 | 248 | 248 | 361.3 | 357 | 2024-07-13 22:00 | 0.72629 | 0.67538 | 0.67538 | 0.72623 | 0.69564
7 | 13 | 23 | 227.4 | 236.1 | 236.1 | 345.9 | 330.4 | 2024-07-13 23:00 | 0.68023 | 0.64297 | 0.64297 | 0.69528 | 0.6438
7 | 14 | 0 | 168.7 | 212.3 | 212.3 | 287.6 | 284.3 | 2024-07-14 | 0.50464 | 0.57816 | 0.57816 | 0.57809 | 0.55398
7 | 14 | 1 | 157.9 | 221.9 | 221.9 | 277 | 304.6 | 2024-07-14 01:00 | 0.47233 | 0.6043 | 0.6043 | 0.55678 | 0.59353
7 | 14 | 2 | 157.4 | 218.2 | 218.2 | 270 | 300.7 | 2024-07-14 02:00 | 0.47083 | 0.59423 | 0.59423 | 0.54271 | 0.58593
7 | 14 | 3 | 157.7 | 217.9 | 217.9 | 270 | 331.2 | 2024-07-14 03:00 | 0.47173 | 0.59341 | 0.59341 | 0.54271 | 0.64536
7 | 14 | 4 | 144.8 | 214 | 214 | 267 | 316.6 | 2024-07-14 04:00 | 0.43314 | 0.58279 | 0.58279 | 0.53668 | 0.61691
7 | 14 | 5 | 149.8 | 224.5 | 224.5 | 288 | 311.4 | 2024-07-14 05:00 | 0.4481 | 0.61138 | 0.61138 | 0.57889 | 0.60678
7 | 14 | 6 | 196.2 | 226.6 | 226.6 | 310 | 299.6 | 2024-07-14 06:00 | 0.5869 | 0.6171 | 0.6171 | 0.62312 | 0.58379
7 | 14 | 7 | 190.5 | 220.8 | 220.8 | 302 | 300.7 | 2024-07-14 07:00 | 0.56985 | 0.60131 | 0.60131 | 0.60704 | 0.58593
7 | 14 | 8 | 183.7 | 216.7 | 216.7 | 297 | 333.3 | 2024-07-14 08:00 | 0.54951 | 0.59014 | 0.59014 | 0.59698 | 0.64945
7 | 14 | 9 | 175 | 207.3 | 207.3 | 290 | 336.1 | 2024-07-14 09:00 | 0.52348 | 0.56454 | 0.56454 | 0.58291 | 0.65491
7 | 14 | 10 | 171.9 | 192.7 | 192.7 | 263 | 336.6 | 2024-07-14 10:00 | 0.51421 | 0.52478 | 0.52478 | 0.52864 | 0.65588
7 | 14 | 11 | 145.3 | 175.1 | 175.1 | 260 | 334.4 | 2024-07-14 11:00 | 0.43464 | 0.47685 | 0.47685 | 0.52261 | 0.6516
7 | 14 | 12 | 147 | 165.6 | 165.6 | 273 | 316.5 | 2024-07-14 12:00 | 0.43972 | 0.45098 | 0.45098 | 0.54874 | 0.61672
7 | 14 | 13 | 143.5 | 171 | 171 | 247 | 299.3 | 2024-07-14 13:00 | 0.42926 | 0.46569 | 0.46569 | 0.49648 | 0.5832
7 | 14 | 14 | 138.5 | 179.8 | 179.8 | 273 | 161.3 | 2024-07-14 14:00 | 0.4143 | 0.48965 | 0.48965 | 0.54874 | 0.3143
7 | 14 | 15 | 142.1 | 182.2 | 182.2 | 282 | 227.9 | 2024-07-14 15:00 | 0.42507 | 0.49619 | 0.49619 | 0.56683 | 0.44408
7 | 14 | 16 | 148.8 | 210 | 210 | 287 | 293.3 | 2024-07-14 16:00 | 0.44511 | 0.5719 | 0.5719 | 0.57688 | 0.57151
7 | 14 | 17 | 160.3 | 218.7 | 218.7 | 310.6 | 313.4 | 2024-07-14 17:00 | 0.47951 | 0.59559 | 0.59559 | 0.62432 | 0.61068
7 | 14 | 18 | 235.7 | 223.8 | 223.8 | 341.6 | 340.3 | 2024-07-14 18:00 | 0.70506 | 0.60948 | 0.60948 | 0.68663 | 0.66309
7 | 14 | 19 | 279.1 | 227.2 | 227.2 | 377.5 | 368.7 | 2024-07-14 19:00 | 0.83488 | 0.61874 | 0.61874 | 0.75879 | 0.71843
7 | 14 | 20 | 276.3 | 231.3 | 231.3 | 376.5 | 375.5 | 2024-07-14 20:00 | 0.8265 | 0.6299 | 0.6299 | 0.75678 | 0.73168
7 | 14 | 21 | 267.6 | 227.3 | 227.3 | 378 | 361.5 | 2024-07-14 21:00 | 0.80048 | 0.61901 | 0.61901 | 0.7598 | 0.7044
7 | 14 | 22 | 255.5 | 219.2 | 219.2 | 383 | 332.7 | 2024-07-14 22:00 | 0.76428 | 0.59695 | 0.59695 | 0.76985 | 0.64829
7 | 14 | 23 | 241.7 | 213.9 | 213.9 | 343.4 | 359.1 | 2024-07-14 23:00 | 0.723 | 0.58252 | 0.58252 | 0.69025 | 0.69973
7 | 15 | 0 | 191.9 | 240.5 | 240.5 | 285.9 | 294 | 2024-07-15 | 0.57404 | 0.65496 | 0.65496 | 0.57467 | 0.57288
7 | 15 | 1 | 177.1 | 229 | 229 | 270 | 243.6 | 2024-07-15 01:00 | 0.52976 | 0.62364 | 0.62364 | 0.54271 | 0.47467
7 | 15 | 2 | 179 | 223.7 | 223.7 | 280 | 262 | 2024-07-15 02:00 | 0.53545 | 0.6092 | 0.6092 | 0.56281 | 0.51052
7 | 15 | 3 | 175.1 | 233.8 | 233.8 | 273 | 247.8 | 2024-07-15 03:00 | 0.52378 | 0.63671 | 0.63671 | 0.54874 | 0.48285
7 | 15 | 4 | 176.7 | 217.8 | 217.8 | 283 | 246 | 2024-07-15 04:00 | 0.52857 | 0.59314 | 0.59314 | 0.56884 | 0.47935
7 | 15 | 5 | 181.7 | 216.2 | 216.2 | 300 | 256.8 | 2024-07-15 05:00 | 0.54352 | 0.58878 | 0.58878 | 0.60302 | 0.50039
7 | 15 | 6 | 165.5 | 215.95 | 215.95 | 337 | 259.6 | 2024-07-15 06:00 | 0.49506 | 0.5881 | 0.5881 | 0.67739 | 0.50585
7 | 15 | 7 | 170.5 | 217.25 | 217.25 | 331 | 303.4 | 2024-07-15 07:00 | 0.51002 | 0.59164 | 0.59164 | 0.66533 | 0.59119
7 | 15 | 8 | 174.7 | 221.05 | 221.05 | 324 | 313 | 2024-07-15 08:00 | 0.52258 | 0.60199 | 0.60199 | 0.65126 | 0.6099
7 | 15 | 9 | 199.2 | 194.15 | 194.15 | 283 | 314.5 | 2024-07-15 09:00 | 0.59587 | 0.52873 | 0.52873 | 0.56884 | 0.61282
7 | 15 | 10 | 181.5 | 196.65 | 196.65 | 281 | 321.8 | 2024-07-15 10:00 | 0.54293 | 0.53554 | 0.53554 | 0.56482 | 0.62705
7 | 15 | 11 | 169.6 | 190.5 | 190.5 | 281 | 320.7 | 2024-07-15 11:00 | 0.50733 | 0.51879 | 0.51879 | 0.56482 | 0.6249
7 | 15 | 12 | 167.2 | 221.15 | 221.15 | 288 | 324 | 2024-07-15 12:00 | 0.50015 | 0.60226 | 0.60226 | 0.57889 | 0.63133
7 | 15 | 13 | 177.6 | 215.2 | 215.2 | 292 | 329.1 | 2024-07-15 13:00 | 0.53126 | 0.58606 | 0.58606 | 0.58693 | 0.64127
7 | 15 | 14 | 179.5 | 222.8 | 222.8 | 290 | 333.8 | 2024-07-15 14:00 | 0.53694 | 0.60675 | 0.60675 | 0.58291 | 0.65043
7 | 15 | 15 | 182.1 | 224.5 | 224.5 | 291 | 321.8 | 2024-07-15 15:00 | 0.54472 | 0.61138 | 0.61138 | 0.58492 | 0.62705
7 | 15 | 16 | 166.2 | 230.7 | 230.7 | 293 | 331.4 | 2024-07-15 16:00 | 0.49716 | 0.62827 | 0.62827 | 0.58894 | 0.64575
7 | 15 | 17 | 187 | 245.6 | 245.6 | 312 | 336.5 | 2024-07-15 17:00 | 0.55938 | 0.66885 | 0.66885 | 0.62714 | 0.65569
7 | 15 | 18 | 202 | 240.2 | 240.2 | 352.7 | 342.7 | 2024-07-15 18:00 | 0.60425 | 0.65414 | 0.65414 | 0.70894 | 0.66777
7 | 15 | 19 | 268.9 | 282.9 | 282.9 | 410.4 | 373.4 | 2024-07-15 19:00 | 0.80437 | 0.77042 | 0.77042 | 0.82492 | 0.72759
7 | 15 | 20 | 267.9 | 300.9 | 300.9 | 399.4 | 367 | 2024-07-15 20:00 | 0.80138 | 0.81944 | 0.81944 | 0.80281 | 0.71512
7 | 15 | 21 | 264.8 | 304 | 304 | 374.3 | 392.5 | 2024-07-15 21:00 | 0.7921 | 0.82789 | 0.82789 | 0.75236 | 0.76481
7 | 15 | 22 | 253.8 | 259.1 | 259.1 | 366.4 | 392 | 2024-07-15 22:00 | 0.7592 | 0.70561 | 0.70561 | 0.73648 | 0.76383
7 | 15 | 23 | 228.9 | 233.3 | 233.3 | 351.5 | 382.7 | 2024-07-15 23:00 | 0.68471 | 0.63535 | 0.63535 | 0.70653 | 0.74571
7 | 16 | 0 | 185.5 | 235 | 235 | 318 | 355.3 | 2024-07-16 | 0.55489 | 0.63998 | 0.63998 | 0.6392 | 0.69232
7 | 16 | 1 | 204.4 | 229.2 | 229.2 | 276 | 329.6 | 2024-07-16 01:00 | 0.61143 | 0.62418 | 0.62418 | 0.55477 | 0.64224
7 | 16 | 2 | 197.4 | 231.3 | 231.3 | 297 | 318.4 | 2024-07-16 02:00 | 0.59049 | 0.6299 | 0.6299 | 0.59698 | 0.62042
7 | 16 | 3 | 193.5 | 228.5 | 228.5 | 282 | 314.3 | 2024-07-16 03:00 | 0.57882 | 0.62228 | 0.62228 | 0.56683 | 0.61243
7 | 16 | 4 | 192.5 | 228.7 | 228.7 | 291 | 307.6 | 2024-07-16 04:00 | 0.57583 | 0.62282 | 0.62282 | 0.58492 | 0.59938
7 | 16 | 5 | 180.6 | 226.7 | 226.7 | 304 | 257.6 | 2024-07-16 05:00 | 0.54023 | 0.61737 | 0.61737 | 0.61106 | 0.50195
7 | 16 | 6 | 186.4 | 226.6 | 226.6 | 325 | 246.9 | 2024-07-16 06:00 | 0.55758 | 0.6171 | 0.6171 | 0.65327 | 0.4811
7 | 16 | 7 | 184.9 | 225.3 | 225.3 | 318 | 315.1 | 2024-07-16 07:00 | 0.5531 | 0.61356 | 0.61356 | 0.6392 | 0.61399
7 | 16 | 8 | 183.3 | 244 | 244 | 314 | 328.1 | 2024-07-16 08:00 | 0.54831 | 0.66449 | 0.66449 | 0.63116 | 0.63932
7 | 16 | 9 | 175.1 | 241.8 | 241.8 | 312 | 319.9 | 2024-07-16 09:00 | 0.52378 | 0.6585 | 0.6585 | 0.62714 | 0.62334
7 | 16 | 10 | 166.2 | 239.5 | 239.5 | 320 | 330 | 2024-07-16 10:00 | 0.49716 | 0.65223 | 0.65223 | 0.64322 | 0.64302
7 | 16 | 11 | 171.5 | 216.2 | 216.2 | 323 | 320 | 2024-07-16 11:00 | 0.51301 | 0.58878 | 0.58878 | 0.64925 | 0.62354
7 | 16 | 12 | 169.2 | 216.2 | 216.2 | 335 | 316.6 | 2024-07-16 12:00 | 0.50613 | 0.58878 | 0.58878 | 0.67337 | 0.61691
7 | 16 | 13 | 176 | 213.7 | 213.7 | 326 | 308.5 | 2024-07-16 13:00 | 0.52647 | 0.58197 | 0.58197 | 0.65528 | 0.60113
7 | 16 | 14 | 157.9 | 226.5 | 226.5 | 307 | 289.4 | 2024-07-16 14:00 | 0.47233 | 0.61683 | 0.61683 | 0.61709 | 0.56391
7 | 16 | 15 | 162 | 228.2 | 228.2 | 300 | 284.7 | 2024-07-16 15:00 | 0.48459 | 0.62146 | 0.62146 | 0.60302 | 0.55475
7 | 16 | 16 | 180.9 | 235.9 | 235.9 | 303.4 | 287.5 | 2024-07-16 16:00 | 0.54113 | 0.64243 | 0.64243 | 0.60985 | 0.56021
7 | 16 | 17 | 193.2 | 239 | 239 | 329.5 | 383.1 | 2024-07-16 17:00 | 0.57792 | 0.65087 | 0.65087 | 0.66231 | 0.74649
7 | 16 | 18 | 215.2 | 250.3 | 250.3 | 320.1 | 359.8 | 2024-07-16 18:00 | 0.64373 | 0.68164 | 0.68164 | 0.64342 | 0.70109
7 | 16 | 19 | 246.8 | 297.6 | 297.6 | 363 | 96 | 2024-07-16 19:00 | 0.73826 | 0.81046 | 0.81046 | 0.72965 | 0.18706
7 | 16 | 20 | 248.9 | 300.6 | 300.6 | 341.1 | 376.9 | 2024-07-16 20:00 | 0.74454 | 0.81863 | 0.81863 | 0.68563 | 0.73441
7 | 16 | 21 | 245.7 | 300.6 | 300.6 | 387.2 | 396.6 | 2024-07-16 21:00 | 0.73497 | 0.81863 | 0.81863 | 0.77829 | 0.7728
7 | 16 | 22 | 249.4 | 282 | 282 | 362.7 | 365.4 | 2024-07-16 22:00 | 0.74604 | 0.76797 | 0.76797 | 0.72905 | 0.712
7 | 16 | 23 | 223.4 | 252.2 | 252.2 | 361.7 | 363 | 2024-07-16 23:00 | 0.66826 | 0.68682 | 0.68682 | 0.72704 | 0.70733
7 | 17 | 0 | 222.4 | 239.6 | 239.6 | 304.5 | 319.5 | 2024-07-17 | 0.66527 | 0.65251 | 0.65251 | 0.61206 | 0.62256
7 | 17 | 1 | 213.4 | 235.8 | 235.8 | 318.5 | 306.4 | 2024-07-17 01:00 | 0.63835 | 0.64216 | 0.64216 | 0.6402 | 0.59704
7 | 17 | 2 | 202.3 | 229.1 | 229.1 | 302.5 | 298.7 | 2024-07-17 02:00 | 0.60515 | 0.62391 | 0.62391 | 0.60804 | 0.58203
7 | 17 | 3 | 202.3 | 225.1 | 225.1 | 298.5 | 297.3 | 2024-07-17 03:00 | 0.60515 | 0.61302 | 0.61302 | 0.6 | 0.57931
7 | 17 | 4 | 197.2 | 221.5 | 221.5 | 283.5 | 291.5 | 2024-07-17 04:00 | 0.58989 | 0.60321 | 0.60321 | 0.56985 | 0.568
7 | 17 | 5 | 196.5 | 224.1 | 224.1 | 295.5 | 288.7 | 2024-07-17 05:00 | 0.5878 | 0.61029 | 0.61029 | 0.59397 | 0.56255
7 | 17 | 6 | 203.5 | 231.2 | 231.2 | 303.5 | 294.4 | 2024-07-17 06:00 | 0.60873 | 0.62963 | 0.62963 | 0.61005 | 0.57366
7 | 17 | 7 | 208.3 | 240.5 | 240.5 | 321.5 | 323.2 | 2024-07-17 07:00 | 0.62309 | 0.65496 | 0.65496 | 0.64623 | 0.62977
7 | 17 | 8 | 202.2 | 246 | 246 | 295.5 | 319.1 | 2024-07-17 08:00 | 0.60485 | 0.66993 | 0.66993 | 0.59397 | 0.62178
7 | 17 | 9 | 205.2 | 249.2 | 249.2 | 227.5 | 313.1 | 2024-07-17 09:00 | 0.61382 | 0.67865 | 0.67865 | 0.45729 | 0.61009
7 | 17 | 10 | 212.1 | 228.2 | 228.2 | 263.5 | 315.2 | 2024-07-17 10:00 | 0.63446 | 0.62146 | 0.62146 | 0.52965 | 0.61419
7 | 17 | 11 | 206.9 | 220.9 | 220.9 | 267.5 | 318.3 | 2024-07-17 11:00 | 0.61891 | 0.60158 | 0.60158 | 0.53769 | 0.62023
7 | 17 | 12 | 198 | 195.5 | 195.5 | 251.5 | 325.1 | 2024-07-17 12:00 | 0.59228 | 0.53241 | 0.53241 | 0.50553 | 0.63348
7 | 17 | 13 | 201.1 | 206.9 | 206.9 | 243.5 | 323.9 | 2024-07-17 13:00 | 0.60156 | 0.56345 | 0.56345 | 0.48945 | 0.63114
7 | 17 | 14 | 194.2 | 208.7 | 208.7 | 258.5 | 313.9 | 2024-07-17 14:00 | 0.58092 | 0.56836 | 0.56836 | 0.5196 | 0.61165
7 | 17 | 15 | 192.1 | 226.5 | 226.5 | 285.5 | 350.3 | 2024-07-17 15:00 | 0.57463 | 0.61683 | 0.61683 | 0.57387 | 0.68258
7 | 17 | 16 | 204.3 | 228.6 | 228.6 | 312.5 | 338.5 | 2024-07-17 16:00 | 0.61113 | 0.62255 | 0.62255 | 0.62814 | 0.65959
7 | 17 | 17 | 226.8 | 225.8 | 225.8 | 339.1 | 337.9 | 2024-07-17 17:00 | 0.67843 | 0.61492 | 0.61492 | 0.68161 | 0.65842
7 | 17 | 18 | 251.8 | 238.9 | 238.9 | 369.4 | 371 | 2024-07-17 18:00 | 0.75322 | 0.6506 | 0.6506 | 0.74251 | 0.72292
7 | 17 | 19 | 260.3 | 286.4 | 286.4 | 405 | 420.2 | 2024-07-17 19:00 | 0.77864 | 0.77996 | 0.77996 | 0.81407 | 0.81878
7 | 17 | 20 | 262.2 | 287 | 287 | 386.3 | 409.4 | 2024-07-17 20:00 | 0.78433 | 0.78159 | 0.78159 | 0.77648 | 0.79774
7 | 17 | 21 | 275.9 | 270.1 | 270.1 | 377.4 | 380.3 | 2024-07-17 21:00 | 0.82531 | 0.73557 | 0.73557 | 0.75859 | 0.74104
7 | 17 | 22 | 244.9 | 251.5 | 251.5 | 365.4 | 359.1 | 2024-07-17 22:00 | 0.73258 | 0.68491 | 0.68491 | 0.73447 | 0.69973
7 | 17 | 23 | 231.1 | 231.6 | 231.6 | 332.9 | 305.6 | 2024-07-17 23:00 | 0.6913 | 0.63072 | 0.63072 | 0.66915 | 0.59548
7 | 18 | 0 | 215.9 | 231.9 | 231.9 | 310.8 | 291.6 | 2024-07-18 | 0.64583 | 0.63154 | 0.63154 | 0.62472 | 0.5682
7 | 18 | 1 | 210 | 223.6 | 223.6 | 281.8 | 279.7 | 2024-07-18 01:00 | 0.62818 | 0.60893 | 0.60893 | 0.56643 | 0.54501
7 | 18 | 2 | 207 | 201.3 | 201.3 | 287.8 | 275.9 | 2024-07-18 02:00 | 0.6192 | 0.5482 | 0.5482 | 0.57849 | 0.53761
7 | 18 | 3 | 203 | 195.3 | 195.3 | 280.8 | 273.4 | 2024-07-18 03:00 | 0.60724 | 0.53186 | 0.53186 | 0.56442 | 0.53274
7 | 18 | 4 | 203 | 193 | 193 | 276.8 | 277.8 | 2024-07-18 04:00 | 0.60724 | 0.5256 | 0.5256 | 0.55638 | 0.54131
7 | 18 | 5 | 210 | 200 | 200 | 287.8 | 267.6 | 2024-07-18 05:00 | 0.62818 | 0.54466 | 0.54466 | 0.57849 | 0.52143
7 | 18 | 6 | 220.2 | 143.1 | 143.1 | 306.8 | 277.6 | 2024-07-18 06:00 | 0.65869 | 0.38971 | 0.38971 | 0.61668 | 0.54092
7 | 18 | 7 | 223.8 | 153.2 | 153.2 | 325.3 | 302.7 | 2024-07-18 07:00 | 0.66946 | 0.41721 | 0.41721 | 0.65387 | 0.58983
7 | 18 | 8 | 210.5 | 174.6 | 174.6 | 321.5 | 317.2 | 2024-07-18 08:00 | 0.62967 | 0.47549 | 0.47549 | 0.64623 | 0.61808
7 | 18 | 9 | 204.6 | 169.5 | 169.5 | 303.5 | 308.6 | 2024-07-18 09:00 | 0.61203 | 0.4616 | 0.4616 | 0.61005 | 0.60133
7 | 18 | 10 | 207.2 | 164.2 | 164.2 | 289.5 | 315.3 | 2024-07-18 10:00 | 0.6198 | 0.44717 | 0.44717 | 0.58191 | 0.61438
7 | 18 | 11 | 202.4 | 160.3 | 160.3 | 277.5 | 330.4 | 2024-07-18 11:00 | 0.60544 | 0.43655 | 0.43655 | 0.55779 | 0.6438
7 | 18 | 12 | 199 | 202.6 | 202.6 | 296.5 | 321.5 | 2024-07-18 12:00 | 0.59527 | 0.55174 | 0.55174 | 0.59598 | 0.62646
7 | 18 | 13 | 196 | 195.4 | 195.4 | 299.5 | 300.3 | 2024-07-18 13:00 | 0.5863 | 0.53214 | 0.53214 | 0.60201 | 0.58515
7 | 18 | 14 | 193 | 182.9 | 182.9 | 279.5 | 286.1 | 2024-07-18 14:00 | 0.57733 | 0.49809 | 0.49809 | 0.56181 | 0.55748
7 | 18 | 15 | 190.7 | 220 | 220 | 282.5 | 296.2 | 2024-07-18 15:00 | 0.57045 | 0.59913 | 0.59913 | 0.56784 | 0.57716
7 | 18 | 16 | 198.5 | 228.6 | 228.6 | 283.5 | 291.3 | 2024-07-18 16:00 | 0.59378 | 0.62255 | 0.62255 | 0.56985 | 0.56761
7 | 18 | 17 | 215.6 | 224 | 224 | 301.5 | 303.6 | 2024-07-18 17:00 | 0.64493 | 0.61002 | 0.61002 | 0.60603 | 0.59158
7 | 18 | 18 | 254.3 | 231.8 | 231.8 | 332 | 324.1 | 2024-07-18 18:00 | 0.76069 | 0.63126 | 0.63126 | 0.66734 | 0.63153
7 | 18 | 19 | 272.5 | 298.4 | 298.4 | 365.3 | 374.2 | 2024-07-18 19:00 | 0.81514 | 0.81264 | 0.81264 | 0.73427 | 0.72915
7 | 18 | 20 | 288.3 | 300.6 | 300.6 | 364.5 | 414.2 | 2024-07-18 20:00 | 0.8624 | 0.81863 | 0.81863 | 0.73266 | 0.80709
7 | 18 | 21 | 283.5 | 275 | 275 | 370.1 | 327.1 | 2024-07-18 21:00 | 0.84804 | 0.74891 | 0.74891 | 0.74392 | 0.63737
7 | 18 | 22 | 278.2 | 267 | 267 | 344.1 | 293.3 | 2024-07-18 22:00 | 0.83219 | 0.72712 | 0.72712 | 0.69166 | 0.57151
7 | 18 | 23 | 246.1 | 247.7 | 247.7 | 346.3 | 275.4 | 2024-07-18 23:00 | 0.73617 | 0.67456 | 0.67456 | 0.69608 | 0.53663
7 | 19 | 0 | 236.4 | 233.9 | 233.9 | 290.9 | 257.5 | 2024-07-19 | 0.70715 | 0.63698 | 0.63698 | 0.58472 | 0.50175
7 | 19 | 1 | 227.4 | 219 | 219 | 277.9 | 254.4 | 2024-07-19 01:00 | 0.68023 | 0.59641 | 0.59641 | 0.55859 | 0.49571
7 | 19 | 2 | 221.4 | 209.9 | 209.9 | 270.9 | 242.2 | 2024-07-19 02:00 | 0.66228 | 0.57162 | 0.57162 | 0.54452 | 0.47194
7 | 19 | 3 | 208.6 | 211.1 | 211.1 | 277.9 | 236.3 | 2024-07-19 03:00 | 0.62399 | 0.57489 | 0.57489 | 0.55859 | 0.46044
7 | 19 | 4 | 209.7 | 209.4 | 209.4 | 290 | 237.3 | 2024-07-19 04:00 | 0.62728 | 0.57026 | 0.57026 | 0.58291 | 0.46239
7 | 19 | 5 | 215.9 | 216.3 | 216.3 | 283.6 | 251.2 | 2024-07-19 05:00 | 0.64583 | 0.58905 | 0.58905 | 0.57005 | 0.48948
7 | 19 | 6 | 223.8 | 209.8 | 209.8 | 292.6 | 271.2 | 2024-07-19 06:00 | 0.66946 | 0.57135 | 0.57135 | 0.58814 | 0.52845
7 | 19 | 7 | 230.2 | 222.7 | 222.7 | 305.5 | 302.4 | 2024-07-19 07:00 | 0.6886 | 0.60648 | 0.60648 | 0.61407 | 0.58924
7 | 19 | 8 | 223.7 | 222.4 | 222.4 | 302.5 | 326.2 | 2024-07-19 08:00 | 0.66916 | 0.60566 | 0.60566 | 0.60804 | 0.63562
7 | 19 | 9 | 221.4 | 227.4 | 227.4 | 306.5 | 326.3 | 2024-07-19 09:00 | 0.66228 | 0.61928 | 0.61928 | 0.61608 | 0.63581
7 | 19 | 10 | 216.6 | 231.3 | 231.3 | 290.5 | 311.3 | 2024-07-19 10:00 | 0.64792 | 0.6299 | 0.6299 | 0.58392 | 0.60659
7 | 19 | 11 | 214.5 | 215.8 | 215.8 | 302.5 | 305.3 | 2024-07-19 11:00 | 0.64164 | 0.58769 | 0.58769 | 0.60804 | 0.59489
7 | 19 | 12 | 217.6 | 206.3 | 206.3 | 305.5 | 287.2 | 2024-07-19 12:00 | 0.65091 | 0.56182 | 0.56182 | 0.61407 | 0.55963
7 | 19 | 13 | 207.4 | 216.3 | 216.3 | 301.5 | 277.2 | 2024-07-19 13:00 | 0.6204 | 0.58905 | 0.58905 | 0.60603 | 0.54014
7 | 19 | 14 | 205.1 | 200.5 | 200.5 | 308.5 | 270 | 2024-07-19 14:00 | 0.61352 | 0.54602 | 0.54602 | 0.6201 | 0.52611
7 | 19 | 15 | 203.6 | 211 | 211 | 272.5 | 290.6 | 2024-07-19 15:00 | 0.60903 | 0.57462 | 0.57462 | 0.54774 | 0.56625
7 | 19 | 16 | 214.3 | 207.3 | 207.3 | 307.9 | 283.6 | 2024-07-19 16:00 | 0.64104 | 0.56454 | 0.56454 | 0.61889 | 0.55261
7 | 19 | 17 | 217.4 | 222.8 | 222.8 | 344 | 315.4 | 2024-07-19 17:00 | 0.65031 | 0.60675 | 0.60675 | 0.69146 | 0.61458
7 | 19 | 18 | 239.4 | 241.9 | 241.9 | 331.4 | 331.2 | 2024-07-19 18:00 | 0.71612 | 0.65877 | 0.65877 | 0.66613 | 0.64536
7 | 19 | 19 | 266.3 | 275.5 | 275.5 | 390.1 | 370.3 | 2024-07-19 19:00 | 0.79659 | 0.75027 | 0.75027 | 0.78412 | 0.72155
7 | 19 | 20 | 277.3 | 278.6 | 278.6 | 399.1 | 359.7 | 2024-07-19 20:00 | 0.82949 | 0.75871 | 0.75871 | 0.80221 | 0.7009
7 | 19 | 21 | 268.6 | 276.6 | 276.6 | 407.1 | 348.8 | 2024-07-19 21:00 | 0.80347 | 0.75327 | 0.75327 | 0.81829 | 0.67966
7 | 19 | 22 | 231.5 | 247.1 | 247.1 | 392.1 | 311.7 | 2024-07-19 22:00 | 0.69249 | 0.67293 | 0.67293 | 0.78814 | 0.60737
7 | 19 | 23 | 208 | 225.5 | 225.5 | 399 | 279.5 | 2024-07-19 23:00 | 0.6222 | 0.61411 | 0.61411 | 0.80201 | 0.54462
7 | 20 | 0 | 206.5 | 206.75 | 206.75 | 300.5 | 264.5 | 2024-07-20 | 0.61771 | 0.56304 | 0.56304 | 0.60402 | 0.51539
7 | 20 | 1 | 202.4 | 204.95 | 204.95 | 302.5 | 250.4 | 2024-07-20 01:00 | 0.60544 | 0.55814 | 0.55814 | 0.60804 | 0.48792
7 | 20 | 2 | 200.4 | 200.65 | 200.65 | 295.5 | 244.2 | 2024-07-20 02:00 | 0.59946 | 0.54643 | 0.54643 | 0.59397 | 0.47584
7 | 20 | 3 | 189.7 | 204.15 | 204.15 | 290.5 | 238.3 | 2024-07-20 03:00 | 0.56745 | 0.55596 | 0.55596 | 0.58392 | 0.46434
7 | 20 | 4 | 192.5 | 198.45 | 198.45 | 290.5 | 234.3 | 2024-07-20 04:00 | 0.57583 | 0.54044 | 0.54044 | 0.58392 | 0.45655
7 | 20 | 5 | 198.7 | 202.45 | 202.45 | 278.5 | 235.2 | 2024-07-20 05:00 | 0.59438 | 0.55133 | 0.55133 | 0.5598 | 0.4583
7 | 20 | 6 | 214.7 | 210.45 | 210.45 | 311.5 | 256.2 | 2024-07-20 06:00 | 0.64224 | 0.57312 | 0.57312 | 0.62613 | 0.49922
7 | 20 | 7 | 213.35 | 219.15 | 219.15 | 344.5 | 284.4 | 2024-07-20 07:00 | 0.6382 | 0.59681 | 0.59681 | 0.69246 | 0.55417
7 | 20 | 8 | 215.7 | 218.95 | 218.95 | 303.5 | 297.2 | 2024-07-20 08:00 | 0.64523 | 0.59627 | 0.59627 | 0.61005 | 0.57911
7 | 20 | 9 | 212 | 231.05 | 231.05 | 265.5 | 308.3 | 2024-07-20 09:00 | 0.63416 | 0.62922 | 0.62922 | 0.53367 | 0.60074
7 | 20 | 10 | 206.6 | 208.45 | 208.45 | 275.5 | 303.1 | 2024-07-20 10:00 | 0.61801 | 0.56767 | 0.56767 | 0.55377 | 0.59061
7 | 20 | 11 | 200.2 | 209.05 | 209.05 | 288.5 | 303.2 | 2024-07-20 11:00 | 0.59886 | 0.56931 | 0.56931 | 0.5799 | 0.5908
7 | 20 | 12 | 190.65 | 209.05 | 209.05 | 280.5 | 293.3 | 2024-07-20 12:00 | 0.5703 | 0.56931 | 0.56931 | 0.56382 | 0.57151
7 | 20 | 13 | 185.45 | 213.75 | 213.75 | 300.5 | 282.2 | 2024-07-20 13:00 | 0.55474 | 0.58211 | 0.58211 | 0.60402 | 0.54988
7 | 20 | 14 | 195.35 | 203.15 | 203.15 | 309.5 | 284.2 | 2024-07-20 14:00 | 0.58436 | 0.55324 | 0.55324 | 0.62211 | 0.55378
7 | 20 | 15 | 188.25 | 184.2 | 184.2 | 315.5 | 283 | 2024-07-20 15:00 | 0.56312 | 0.50163 | 0.50163 | 0.63417 | 0.55144
7 | 20 | 16 | 189.95 | 214 | 214 | 306.5 | 303.6 | 2024-07-20 16:00 | 0.5682 | 0.58279 | 0.58279 | 0.61608 | 0.59158
7 | 20 | 17 | 204.05 | 213 | 213 | 320.1 | 311 | 2024-07-20 17:00 | 0.61038 | 0.58007 | 0.58007 | 0.64342 | 0.606
7 | 20 | 18 | 226.75 | 235.3 | 235.3 | 333.1 | 320 | 2024-07-20 18:00 | 0.67828 | 0.6408 | 0.6408 | 0.66955 | 0.62354
7 | 20 | 19 | 273.95 | 288.3 | 288.3 | 358.9 | 353.5 | 2024-07-20 19:00 | 0.81947 | 0.78513 | 0.78513 | 0.72141 | 0.68882
7 | 20 | 20 | 289.9 | 292.1 | 292.1 | 356.1 | 361.7 | 2024-07-20 20:00 | 0.86719 | 0.79548 | 0.79548 | 0.71578 | 0.70479
7 | 20 | 21 | 256.8 | 299 | 299 | 364 | 341.3 | 2024-07-20 21:00 | 0.76817 | 0.81427 | 0.81427 | 0.73166 | 0.66504
7 | 20 | 22 | 234.4 | 285.1 | 285.1 | 351.3 | 318.2 | 2024-07-20 22:00 | 0.70117 | 0.77642 | 0.77642 | 0.70613 | 0.62003
7 | 20 | 23 | 222.75 | 250.9 | 250.9 | 323.5 | 270.3 | 2024-07-20 23:00 | 0.66632 | 0.68328 | 0.68328 | 0.65025 | 0.5267
7 | 21 | 0 | 220.2 | 221.8 | 221.8 | 301.5 | 264.5 | 2024-07-21 | 0.65869 | 0.60403 | 0.60403 | 0.60603 | 0.51539
7 | 21 | 1 | 216 | 226.4 | 226.4 | 288.5 | 250.4 | 2024-07-21 01:00 | 0.64613 | 0.61656 | 0.61656 | 0.5799 | 0.48792
7 | 21 | 2 | 212.3 | 208.1 | 208.1 | 278.5 | 244.2 | 2024-07-21 02:00 | 0.63506 | 0.56672 | 0.56672 | 0.5598 | 0.47584
7 | 21 | 3 | 207.3 | 211.4 | 211.4 | 272.5 | 238.3 | 2024-07-21 03:00 | 0.6201 | 0.57571 | 0.57571 | 0.54774 | 0.46434
7 | 21 | 4 | 198.4 | 224 | 224 | 270.5 | 234.3 | 2024-07-21 04:00 | 0.59348 | 0.61002 | 0.61002 | 0.54372 | 0.45655
7 | 21 | 5 | 209.6 | 218.8 | 218.8 | 274.5 | 235.2 | 2024-07-21 05:00 | 0.62698 | 0.59586 | 0.59586 | 0.55176 | 0.4583
7 | 21 | 6 | 217.6 | 221.1 | 221.1 | 287.5 | 256.2 | 2024-07-21 06:00 | 0.65091 | 0.60212 | 0.60212 | 0.57789 | 0.49922
7 | 21 | 7 | 222.3 | 232.1 | 232.1 | 307.5 | 284.4 | 2024-07-21 07:00 | 0.66497 | 0.63208 | 0.63208 | 0.61809 | 0.55417
7 | 21 | 8 | 221.6 | 228.8 | 228.8 | 318.5 | 297.2 | 2024-07-21 08:00 | 0.66288 | 0.62309 | 0.62309 | 0.6402 | 0.57911
7 | 21 | 9 | 216 | 220.7 | 220.7 | 307.5 | 308.3 | 2024-07-21 09:00 | 0.64613 | 0.60103 | 0.60103 | 0.61809 | 0.60074
7 | 21 | 10 | 208.8 | 219.9 | 219.9 | 293.5 | 303.1 | 2024-07-21 10:00 | 0.62459 | 0.59886 | 0.59886 | 0.58995 | 0.59061
7 | 21 | 11 | 205.2 | 205.9 | 205.9 | 281.5 | 303.2 | 2024-07-21 11:00 | 0.61382 | 0.56073 | 0.56073 | 0.56583 | 0.5908
7 | 21 | 12 | 215.2 | 200.1 | 200.1 | 283.5 | 293.3 | 2024-07-21 12:00 | 0.64373 | 0.54493 | 0.54493 | 0.56985 | 0.57151
7 | 21 | 13 | 195.6 | 198.1 | 198.1 | 291.5 | 282.2 | 2024-07-21 13:00 | 0.5851 | 0.53949 | 0.53949 | 0.58593 | 0.54988
7 | 21 | 14 | 200.6 | 194.1 | 194.1 | 285.5 | 284.2 | 2024-07-21 14:00 | 0.60006 | 0.52859 | 0.52859 | 0.57387 | 0.55378
7 | 21 | 15 | 191.6 | 199.5 | 199.5 | 297.5 | 283 | 2024-07-21 15:00 | 0.57314 | 0.5433 | 0.5433 | 0.59799 | 0.55144
7 | 21 | 16 | 187.3 | 209.9 | 209.9 | 306.5 | 296.6 | 2024-07-21 16:00 | 0.56028 | 0.57162 | 0.57162 | 0.61608 | 0.57794
7 | 21 | 17 | 215.8 | 231 | 231 | 329.7 | 311 | 2024-07-21 17:00 | 0.64553 | 0.62908 | 0.62908 | 0.66271 | 0.606
7 | 21 | 18 | 232.8 | 243.5 | 243.5 | 315.9 | 320 | 2024-07-21 18:00 | 0.69638 | 0.66313 | 0.66313 | 0.63497 | 0.62354
7 | 21 | 19 | 262.2 | 280.8 | 280.8 | 369 | 303.5 | 2024-07-21 19:00 | 0.78433 | 0.76471 | 0.76471 | 0.74171 | 0.59139
7 | 21 | 20 | 263.3 | 283.5 | 283.5 | 373.6 | 361.7 | 2024-07-21 20:00 | 0.78762 | 0.77206 | 0.77206 | 0.75095 | 0.70479
7 | 21 | 21 | 272.7 | 283.3 | 283.3 | 361.5 | 341.3 | 2024-07-21 21:00 | 0.81573 | 0.77151 | 0.77151 | 0.72663 | 0.66504
7 | 21 | 22 | 261.6 | 270.3 | 270.3 | 349.8 | 318.2 | 2024-07-21 22:00 | 0.78253 | 0.73611 | 0.73611 | 0.70312 | 0.62003
7 | 21 | 23 | 239.7 | 247 | 247 | 337.8 | 270.3 | 2024-07-21 23:00 | 0.71702 | 0.67266 | 0.67266 | 0.67899 | 0.5267
7 | 22 | 0 | 199.2 | 230.9 | 230.9 | 293.5 | 218 | 2024-07-22 | 0.59587 | 0.62881 | 0.62881 | 0.58995 | 0.42479
7 | 22 | 1 | 191.2 | 220.3 | 220.3 | 283.5 | 263 | 2024-07-22 01:00 | 0.57194 | 0.59995 | 0.59995 | 0.56985 | 0.51247
7 | 22 | 2 | 191.8 | 212.2 | 212.2 | 287.5 | 250 | 2024-07-22 02:00 | 0.57374 | 0.57789 | 0.57789 | 0.57789 | 0.48714
7 | 22 | 3 | 188 | 207 | 207 | 277.5 | 247 | 2024-07-22 03:00 | 0.56237 | 0.56373 | 0.56373 | 0.55779 | 0.48129
7 | 22 | 4 | 185.7 | 204 | 204 | 280.5 | 246 | 2024-07-22 04:00 | 0.55549 | 0.55556 | 0.55556 | 0.56382 | 0.47935
7 | 22 | 5 | 197 | 215.9 | 215.9 | 289.5 | 251 | 2024-07-22 05:00 | 0.58929 | 0.58796 | 0.58796 | 0.58191 | 0.48909
7 | 22 | 6 | 202.3 | 212.3 | 212.3 | 301.5 | 254 | 2024-07-22 06:00 | 0.60515 | 0.57816 | 0.57816 | 0.60603 | 0.49493
7 | 22 | 7 | 219.35 | 211.3 | 211.3 | 318.5 | 310 | 2024-07-22 07:00 | 0.65615 | 0.57544 | 0.57544 | 0.6402 | 0.60405
7 | 22 | 8 | 227.4 | 216.7 | 216.7 | 319.5 | 316 | 2024-07-22 08:00 | 0.68023 | 0.59014 | 0.59014 | 0.64221 | 0.61574
7 | 22 | 9 | 217.4 | 189.7 | 189.7 | 310.5 | 317 | 2024-07-22 09:00 | 0.65031 | 0.51661 | 0.51661 | 0.62412 | 0.61769
7 | 22 | 10 | 213.55 | 175.9 | 175.9 | 303.5 | 310 | 2024-07-22 10:00 | 0.6388 | 0.47903 | 0.47903 | 0.61005 | 0.60405
7 | 22 | 11 | 208.4 | 168.5 | 168.5 | 307.5 | 330 | 2024-07-22 11:00 | 0.62339 | 0.45888 | 0.45888 | 0.61809 | 0.64302
7 | 22 | 12 | 194.4 | 175 | 175 | 295.5 | 321 | 2024-07-22 12:00 | 0.58151 | 0.47658 | 0.47658 | 0.59397 | 0.62549
7 | 22 | 13 | 200.2 | 183.7 | 183.7 | 301.5 | 314 | 2024-07-22 13:00 | 0.59886 | 0.50027 | 0.50027 | 0.60603 | 0.61185
7 | 22 | 14 | 190 | 175.8 | 175.8 | 280.5 | 294 | 2024-07-22 14:00 | 0.56835 | 0.47876 | 0.47876 | 0.56382 | 0.57288
7 | 22 | 15 | 173 | 186.7 | 186.7 | 267.5 | 296 | 2024-07-22 15:00 | 0.5175 | 0.50844 | 0.50844 | 0.53769 | 0.57677
7 | 22 | 16 | 179.2 | 189.5 | 189.5 | 283.5 | 300 | 2024-07-22 16:00 | 0.53605 | 0.51607 | 0.51607 | 0.56985 | 0.58457
7 | 22 | 17 | 200 | 209.4 | 209.4 | 290.5 | 331.5 | 2024-07-22 17:00 | 0.59827 | 0.57026 | 0.57026 | 0.58392 | 0.64595
7 | 22 | 18 | 207.5 | 222.4 | 222.4 | 292.5 | 341.5 | 2024-07-22 18:00 | 0.6207 | 0.60566 | 0.60566 | 0.58794 | 0.66543
7 | 22 | 19 | 272.3 | 268.2 | 268.2 | 372.8 | 379.4 | 2024-07-22 19:00 | 0.81454 | 0.73039 | 0.73039 | 0.74935 | 0.73928
7 | 22 | 20 | 285.6 | 272.7 | 272.7 | 337.2 | 373.2 | 2024-07-22 20:00 | 0.85432 | 0.74265 | 0.74265 | 0.67779 | 0.7272
7 | 22 | 21 | 287.1 | 267.4 | 267.4 | 335.2 | 377.3 | 2024-07-22 21:00 | 0.85881 | 0.72821 | 0.72821 | 0.67377 | 0.73519
7 | 22 | 22 | 263.9 | 246.4 | 246.4 | 313.2 | 347.4 | 2024-07-22 22:00 | 0.78941 | 0.67102 | 0.67102 | 0.62955 | 0.67693
7 | 22 | 23 | 237.5 | 228.2 | 228.2 | 306 | 316.2 | 2024-07-22 23:00 | 0.71044 | 0.62146 | 0.62146 | 0.61508 | 0.61613
7 | 23 | 0 | 224.6 | 187.7 | 187.7 | 262.5 | 296.4 | 2024-07-23 | 0.67185 | 0.51117 | 0.51117 | 0.52764 | 0.57755
7 | 23 | 1 | 206.6 | 202.7 | 202.7 | 265.5 | 278.4 | 2024-07-23 01:00 | 0.61801 | 0.55202 | 0.55202 | 0.53367 | 0.54248
7 | 23 | 2 | 197.5 | 196.7 | 196.7 | 269.5 | 270.4 | 2024-07-23 02:00 | 0.59079 | 0.53568 | 0.53568 | 0.54171 | 0.52689
7 | 23 | 3 | 193.6 | 197.7 | 197.7 | 260.5 | 271.4 | 2024-07-23 03:00 | 0.57912 | 0.5384 | 0.5384 | 0.52362 | 0.52884
7 | 23 | 4 | 181.6 | 196.7 | 196.7 | 253.5 | 261.3 | 2024-07-23 04:00 | 0.54322 | 0.53568 | 0.53568 | 0.50955 | 0.50916
7 | 23 | 5 | 183.6 | 202.1 | 202.1 | 258.5 | 272 | 2024-07-23 05:00 | 0.54921 | 0.55038 | 0.55038 | 0.5196 | 0.53001
7 | 23 | 6 | 209.7 | 213.6 | 213.6 | 282.5 | 267 | 2024-07-23 06:00 | 0.62728 | 0.5817 | 0.5817 | 0.56784 | 0.52027
7 | 23 | 7 | 201.6 | 223.9 | 223.9 | 295.5 | 304.2 | 2024-07-23 07:00 | 0.60305 | 0.60975 | 0.60975 | 0.59397 | 0.59275
7 | 23 | 8 | 200.1 | 220.8 | 220.8 | 287.5 | 310.5 | 2024-07-23 08:00 | 0.59856 | 0.60131 | 0.60131 | 0.57789 | 0.60503
7 | 23 | 9 | 203.9 | 209 | 209 | 280.5 | 317.3 | 2024-07-23 09:00 | 0.60993 | 0.56917 | 0.56917 | 0.56382 | 0.61828
7 | 23 | 10 | 189.3 | 205.1 | 205.1 | 296.5 | 312.5 | 2024-07-23 10:00 | 0.56626 | 0.55855 | 0.55855 | 0.59598 | 0.60892
7 | 23 | 11 | 185.3 | 205 | 205 | 292.5 | 312.5 | 2024-07-23 11:00 | 0.55429 | 0.55828 | 0.55828 | 0.58794 | 0.60892
7 | 23 | 12 | 189.1 | 207.9 | 207.9 | 276.5 | 294.6 | 2024-07-23 12:00 | 0.56566 | 0.56618 | 0.56618 | 0.55578 | 0.57405
7 | 23 | 13 | 191.1 | 208.9 | 208.9 | 284.5 | 304.4 | 2024-07-23 13:00 | 0.57164 | 0.5689 | 0.5689 | 0.57186 | 0.59314
7 | 23 | 14 | 189.7 | 215.9 | 215.9 | 282.5 | 306.5 | 2024-07-23 14:00 | 0.56745 | 0.58796 | 0.58796 | 0.56784 | 0.59723
7 | 23 | 15 | 188.7 | 222.9 | 222.9 | 276.5 | 309.7 | 2024-07-23 15:00 | 0.56446 | 0.60703 | 0.60703 | 0.55578 | 0.60347
7 | 23 | 16 | 184.9 | 214.7 | 214.7 | 285.5 | 318.8 | 2024-07-23 16:00 | 0.5531 | 0.58469 | 0.58469 | 0.57387 | 0.6212
7 | 23 | 17 | 190.4 | 225.8 | 225.8 | 326.3 | 335.5 | 2024-07-23 17:00 | 0.56955 | 0.61492 | 0.61492 | 0.65588 | 0.65374
7 | 23 | 18 | 216.6 | 240.3 | 240.3 | 327.3 | 352.6 | 2024-07-23 18:00 | 0.64792 | 0.65441 | 0.65441 | 0.65789 | 0.68706
7 | 23 | 19 | 265 | 296.7 | 296.7 | 372.3 | 405.2 | 2024-07-23 19:00 | 0.7927 | 0.80801 | 0.80801 | 0.74834 | 0.78956
7 | 23 | 20 | 274.7 | 298.7 | 298.7 | 344.3 | 405 | 2024-07-23 20:00 | 0.82172 | 0.81345 | 0.81345 | 0.69206 | 0.78917
7 | 23 | 21 | 271.35 | 272.4 | 272.4 | 343.3 | 388.1 | 2024-07-23 21:00 | 0.8117 | 0.74183 | 0.74183 | 0.69005 | 0.75624
7 | 23 | 22 | 250.6 | 256.6 | 256.6 | 355.3 | 379.2 | 2024-07-23 22:00 | 0.74963 | 0.6988 | 0.6988 | 0.71417 | 0.73889
7 | 23 | 23 | 239.1 | 265.7 | 265.7 | 309.5 | 334.2 | 2024-07-23 23:00 | 0.71523 | 0.72358 | 0.72358 | 0.62211 | 0.65121
7 | 24 | 0 | 214.6 | 223.2 | 223.2 | 293.5 | 308.3 | 2024-07-24 | 0.64194 | 0.60784 | 0.60784 | 0.58995 | 0.60074
7 | 24 | 1 | 207.5 | 227.1 | 227.1 | 276.5 | 295.3 | 2024-07-24 01:00 | 0.6207 | 0.61846 | 0.61846 | 0.55578 | 0.57541
7 | 24 | 2 | 204.5 | 229 | 229 | 234.5 | 247.2 | 2024-07-24 02:00 | 0.61173 | 0.62364 | 0.62364 | 0.47136 | 0.48168
7 | 24 | 3 | 197.6 | 221.4 | 221.4 | 233.5 | 241.2 | 2024-07-24 03:00 | 0.59109 | 0.60294 | 0.60294 | 0.46935 | 0.46999
7 | 24 | 4 | 201.6 | 222.5 | 222.5 | 227.5 | 231.3 | 2024-07-24 04:00 | 0.60305 | 0.60594 | 0.60594 | 0.45729 | 0.4507
7 | 24 | 5 | 190.7 | 227.8 | 227.8 | 241.5 | 231.4 | 2024-07-24 05:00 | 0.57045 | 0.62037 | 0.62037 | 0.48543 | 0.4509
7 | 24 | 6 | 213.1 | 247.7 | 247.7 | 259.5 | 240.4 | 2024-07-24 06:00 | 0.63745 | 0.67456 | 0.67456 | 0.52161 | 0.46843
7 | 24 | 7 | 217.8 | 250.4 | 250.4 | 258.5 | 241.3 | 2024-07-24 07:00 | 0.65151 | 0.68192 | 0.68192 | 0.5196 | 0.47019
7 | 24 | 8 | 224.9 | 253.9 | 253.9 | 267.5 | 249 | 2024-07-24 08:00 | 0.67275 | 0.69145 | 0.69145 | 0.53769 | 0.48519
7 | 24 | 9 | 221.8 | 245 | 245 | 277.5 | 281.1 | 2024-07-24 09:00 | 0.66348 | 0.66721 | 0.66721 | 0.55779 | 0.54774
7 | 24 | 10 | 219.4 | 219.1 | 219.1 | 272.5 | 278.8 | 2024-07-24 10:00 | 0.6563 | 0.59668 | 0.59668 | 0.54774 | 0.54326
7 | 24 | 11 | 216.4 | 203.4 | 203.4 | 257.5 | 267.7 | 2024-07-24 11:00 | 0.64732 | 0.55392 | 0.55392 | 0.51759 | 0.52163
7 | 24 | 12 | 215.4 | 188.4 | 188.4 | 258.5 | 268.4 | 2024-07-24 12:00 | 0.64433 | 0.51307 | 0.51307 | 0.5196 | 0.52299
7 | 24 | 13 | 201.6 | 195.4 | 195.4 | 252.5 | 285.6 | 2024-07-24 13:00 | 0.60305 | 0.53214 | 0.53214 | 0.50754 | 0.55651
7 | 24 | 14 | 199.6 | 227.3 | 227.3 | 252.5 | 292.1 | 2024-07-24 14:00 | 0.59707 | 0.61901 | 0.61901 | 0.50754 | 0.56917
7 | 24 | 15 | 200.7 | 200.1 | 200.1 | 247.5 | 288.1 | 2024-07-24 15:00 | 0.60036 | 0.54493 | 0.54493 | 0.49749 | 0.56138
7 | 24 | 16 | 207.9 | 191.8 | 191.8 | 283.5 | 298 | 2024-07-24 16:00 | 0.6219 | 0.52233 | 0.52233 | 0.56985 | 0.58067
7 | 24 | 17 | 207 | 220 | 220 | 275.5 | 313.2 | 2024-07-24 17:00 | 0.6192 | 0.59913 | 0.59913 | 0.55377 | 0.61029
7 | 24 | 18 | 219 | 245.3 | 245.3 | 302.3 | 333.5 | 2024-07-24 18:00 | 0.6551 | 0.66803 | 0.66803 | 0.60764 | 0.64984
7 | 24 | 19 | 268.6 | 289.9 | 289.9 | 357.3 | 385.7 | 2024-07-24 19:00 | 0.80347 | 0.78949 | 0.78949 | 0.71819 | 0.75156
7 | 24 | 20 | 269 | 309.7 | 309.7 | 349.3 | 384.6 | 2024-07-24 20:00 | 0.80467 | 0.84341 | 0.84341 | 0.70211 | 0.74942
7 | 24 | 21 | 254 | 303.5 | 303.5 | 352.3 | 362.5 | 2024-07-24 21:00 | 0.7598 | 0.82653 | 0.82653 | 0.70814 | 0.70635
7 | 24 | 22 | 245.4 | 274.8 | 274.8 | 327.5 | 340.6 | 2024-07-24 22:00 | 0.73407 | 0.74837 | 0.74837 | 0.65829 | 0.66368
7 | 24 | 23 | 216.2 | 249.4 | 249.4 | 270.5 | 316.6 | 2024-07-24 23:00 | 0.64672 | 0.67919 | 0.67919 | 0.54372 | 0.61691
7 | 25 | 0 | 205.1 | 235.3 | 235.3 | 268.5 | 291.7 | 2024-07-25 | 0.61352 | 0.6408 | 0.6408 | 0.5397 | 0.56839
7 | 25 | 1 | 201.1 | 229.1 | 229.1 | 234.5 | 278.4 | 2024-07-25 01:00 | 0.60156 | 0.62391 | 0.62391 | 0.47136 | 0.54248
7 | 25 | 2 | 196.2 | 226.1 | 226.1 | 225.5 | 258.7 | 2024-07-25 02:00 | 0.5869 | 0.61574 | 0.61574 | 0.45327 | 0.50409
7 | 25 | 3 | 192.2 | 218.1 | 218.1 | 219.5 | 256.3 | 2024-07-25 03:00 | 0.57493 | 0.59395 | 0.59395 | 0.44121 | 0.49942
7 | 25 | 4 | 193.2 | 210.4 | 210.4 | 218.5 | 249.5 | 2024-07-25 04:00 | 0.57792 | 0.57298 | 0.57298 | 0.4392 | 0.48617
7 | 25 | 5 | 197.2 | 225.5 | 225.5 | 214.5 | 255.7 | 2024-07-25 05:00 | 0.58989 | 0.61411 | 0.61411 | 0.43116 | 0.49825
7 | 25 | 6 | 210.4 | 236.3 | 236.3 | 231.5 | 272.3 | 2024-07-25 06:00 | 0.62937 | 0.64352 | 0.64352 | 0.46533 | 0.53059
7 | 25 | 7 | 215.2 | 238.1 | 238.1 | 247.5 | 319.4 | 2024-07-25 07:00 | 0.64373 | 0.64842 | 0.64842 | 0.49749 | 0.62237
7 | 25 | 8 | 211.2 | 230.9 | 230.9 | 253.5 | 319.6 | 2024-07-25 08:00 | 0.63177 | 0.62881 | 0.62881 | 0.50955 | 0.62276
7 | 25 | 9 | 202.2 | 235.6 | 235.6 | 246.5 | 310.8 | 2024-07-25 09:00 | 0.60485 | 0.64161 | 0.64161 | 0.49548 | 0.60561
7 | 25 | 10 | 194.2 | 223 | 223 | 246.5 | 303.5 | 2024-07-25 10:00 | 0.58092 | 0.6073 | 0.6073 | 0.49548 | 0.59139
7 | 25 | 11 | 194.8 | 207.2 | 207.2 | 243.5 | 303.6 | 2024-07-25 11:00 | 0.58271 | 0.56427 | 0.56427 | 0.48945 | 0.59158
7 | 25 | 12 | 196.5 | 199.6 | 199.6 | 255.5 | 313.7 | 2024-07-25 12:00 | 0.5878 | 0.54357 | 0.54357 | 0.51357 | 0.61126
7 | 25 | 13 | 189.8 | 200 | 200 | 257.5 | 313.6 | 2024-07-25 13:00 | 0.56775 | 0.54466 | 0.54466 | 0.51759 | 0.61107
7 | 25 | 14 | 186.9 | 182.6 | 182.6 | 253.5 | 302.6 | 2024-07-25 14:00 | 0.55908 | 0.49728 | 0.49728 | 0.50955 | 0.58963
7 | 25 | 15 | 186.9 | 221 | 221 | 258.5 | 305.6 | 2024-07-25 15:00 | 0.55908 | 0.60185 | 0.60185 | 0.5196 | 0.59548
7 | 25 | 16 | 188.7 | 218.6 | 218.6 | 251.5 | 295.2 | 2024-07-25 16:00 | 0.56446 | 0.59532 | 0.59532 | 0.50553 | 0.57521
7 | 25 | 17 | 198.7 | 231.8 | 231.8 | 270.5 | 308.5 | 2024-07-25 17:00 | 0.59438 | 0.63126 | 0.63126 | 0.54372 | 0.60113
7 | 25 | 18 | 226.2 | 253.55 | 253.55 | 289.5 | 342.4 | 2024-07-25 18:00 | 0.67664 | 0.6905 | 0.6905 | 0.58191 | 0.66719
7 | 25 | 19 | 266.5 | 286.3 | 286.3 | 349.5 | 375.6 | 2024-07-25 19:00 | 0.79719 | 0.77968 | 0.77968 | 0.70251 | 0.73188
7 | 25 | 20 | 282.2 | 286.75 | 286.75 | 370.5 | 383.5 | 2024-07-25 20:00 | 0.84415 | 0.78091 | 0.78091 | 0.74472 | 0.74727
7 | 25 | 21 | 279.2 | 283.6 | 283.6 | 363.5 | 358.6 | 2024-07-25 21:00 | 0.83518 | 0.77233 | 0.77233 | 0.73065 | 0.69875
7 | 25 | 22 | 259.2 | 270.6 | 270.6 | 342.5 | 340.6 | 2024-07-25 22:00 | 0.77535 | 0.73693 | 0.73693 | 0.68844 | 0.66368
7 | 25 | 23 | 227.95 | 247.5 | 247.5 | 300.5 | 307.8 | 2024-07-25 23:00 | 0.68187 | 0.67402 | 0.67402 | 0.60402 | 0.59977
7 | 26 | 0 | 210.1 | 229.7 | 229.7 | 269.5 | 286.3 | 2024-07-26 | 0.62848 | 0.62554 | 0.62554 | 0.54171 | 0.55787
7 | 26 | 1 | 208.1 | 223.7 | 223.7 | 279.5 | 273.5 | 2024-07-26 01:00 | 0.62249 | 0.6092 | 0.6092 | 0.56181 | 0.53293
7 | 26 | 2 | 203.1 | 217.8 | 217.8 | 255.5 | 265.9 | 2024-07-26 02:00 | 0.60754 | 0.59314 | 0.59314 | 0.51357 | 0.51812
7 | 26 | 3 | 197.1 | 211.9 | 211.9 | 244.5 | 260.4 | 2024-07-26 03:00 | 0.58959 | 0.57707 | 0.57707 | 0.49146 | 0.5074
7 | 26 | 4 | 193.1 | 208.9 | 208.9 | 240.5 | 260.9 | 2024-07-26 04:00 | 0.57762 | 0.5689 | 0.5689 | 0.48342 | 0.50838
7 | 26 | 5 | 193.1 | 210.8 | 210.8 | 249.5 | 268.9 | 2024-07-26 05:00 | 0.57762 | 0.57407 | 0.57407 | 0.50151 | 0.52397
7 | 26 | 6 | 210.2 | 214.9 | 214.9 | 255.5 | 298.6 | 2024-07-26 06:00 | 0.62878 | 0.58524 | 0.58524 | 0.51357 | 0.58184
7 | 26 | 7 | 214.9 | 219.7 | 219.7 | 249.5 | 336.8 | 2024-07-26 07:00 | 0.64284 | 0.59831 | 0.59831 | 0.50151 | 0.65627
7 | 26 | 8 | 221.9 | 226 | 226 | 266.5 | 339.6 | 2024-07-26 08:00 | 0.66378 | 0.61547 | 0.61547 | 0.53568 | 0.66173
7 | 26 | 9 | 215.9 | 231.5 | 231.5 | 247.5 | 335.4 | 2024-07-26 09:00 | 0.64583 | 0.63045 | 0.63045 | 0.49749 | 0.65355
7 | 26 | 10 | 200.9 | 226.7 | 226.7 | 257.5 | 332.3 | 2024-07-26 10:00 | 0.60096 | 0.61737 | 0.61737 | 0.51759 | 0.64751
7 | 26 | 11 | 194.9 | 209.85 | 209.85 | 263.5 | 317.4 | 2024-07-26 11:00 | 0.58301 | 0.57149 | 0.57149 | 0.52965 | 0.61847
7 | 26 | 12 | 188.2 | 213.55 | 213.55 | 270.5 | 323.1 | 2024-07-26 12:00 | 0.56297 | 0.58156 | 0.58156 | 0.54372 | 0.62958
7 | 26 | 13 | 179.1 | 214.9 | 214.9 | 266.5 | 313.7 | 2024-07-26 13:00 | 0.53575 | 0.58524 | 0.58524 | 0.53568 | 0.61126
7 | 26 | 14 | 178.05 | 205 | 205 | 264.5 | 320.6 | 2024-07-26 14:00 | 0.53261 | 0.55828 | 0.55828 | 0.53166 | 0.62471
7 | 26 | 15 | 181.25 | 204.4 | 204.4 | 267.5 | 321.3 | 2024-07-26 15:00 | 0.54218 | 0.55664 | 0.55664 | 0.53769 | 0.62607
7 | 26 | 16 | 193.25 | 209 | 209 | 264.5 | 327.4 | 2024-07-26 16:00 | 0.57807 | 0.56917 | 0.56917 | 0.53166 | 0.63796
7 | 26 | 17 | 200.5 | 218.7 | 218.7 | 267.5 | 335.3 | 2024-07-26 17:00 | 0.59976 | 0.59559 | 0.59559 | 0.53769 | 0.65335
7 | 26 | 18 | 218.6 | 236.5 | 236.5 | 346.5 | 385.3 | 2024-07-26 18:00 | 0.6539 | 0.64406 | 0.64406 | 0.69648 | 0.75078
7 | 26 | 19 | 278.8 | 287.55 | 287.55 | 397.2 | 415.4 | 2024-07-26 19:00 | 0.83398 | 0.78309 | 0.78309 | 0.79839 | 0.80943
7 | 26 | 20 | 293.8 | 287.25 | 287.25 | 412.8 | 414.6 | 2024-07-26 20:00 | 0.87885 | 0.78227 | 0.78227 | 0.82975 | 0.80787
7 | 26 | 21 | 294.5 | 291.65 | 291.65 | 395.8 | 394.5 | 2024-07-26 21:00 | 0.88095 | 0.79425 | 0.79425 | 0.79558 | 0.76871
7 | 26 | 22 | 268.7 | 267.8 | 267.8 | 388.9 | 352.7 | 2024-07-26 22:00 | 0.80377 | 0.7293 | 0.7293 | 0.78171 | 0.68726
7 | 26 | 23 | 243.5 | 249.4 | 249.4 | 322.5 | 342.6 | 2024-07-26 23:00 | 0.72839 | 0.67919 | 0.67919 | 0.64824 | 0.66758
7 | 27 | 0 | 224.3 | 236.9 | 236.9 | 312 | 312.4 | 2024-07-27 | 0.67095 | 0.64515 | 0.64515 | 0.62714 | 0.60873
7 | 27 | 1 | 218.3 | 222.8 | 222.8 | 309 | 288.2 | 2024-07-27 01:00 | 0.65301 | 0.60675 | 0.60675 | 0.62111 | 0.56157
7 | 27 | 2 | 212.2 | 216.5 | 216.5 | 296 | 154 | 2024-07-27 02:00 | 0.63476 | 0.5896 | 0.5896 | 0.59497 | 0.30008
7 | 27 | 3 | 209 | 217.8 | 217.8 | 292 | 177.3 | 2024-07-27 03:00 | 0.62519 | 0.59314 | 0.59314 | 0.58693 | 0.34548
7 | 27 | 4 | 209 | 216.1 | 216.1 | 292 | 172.5 | 2024-07-27 04:00 | 0.62519 | 0.58851 | 0.58851 | 0.58693 | 0.33613
7 | 27 | 5 | 214.4 | 221.8 | 221.8 | 303.85 | 190.2 | 2024-07-27 05:00 | 0.64134 | 0.60403 | 0.60403 | 0.61075 | 0.37062
7 | 27 | 6 | 217.4 | 225.7 | 225.7 | 302.6 | 208.4 | 2024-07-27 06:00 | 0.65031 | 0.61465 | 0.61465 | 0.60824 | 0.40608
7 | 27 | 7 | 244.2 | 233.8 | 233.8 | 263 | 247.9 | 2024-07-27 07:00 | 0.73048 | 0.63671 | 0.63671 | 0.52864 | 0.48305
7 | 27 | 8 | 226.2 | 233.1 | 233.1 | 264 | 259.2 | 2024-07-27 08:00 | 0.67664 | 0.6348 | 0.6348 | 0.53065 | 0.50507
7 | 27 | 9 | 214.5 | 237.7 | 237.7 | 265 | 256.3 | 2024-07-27 09:00 | 0.64164 | 0.64733 | 0.64733 | 0.53266 | 0.49942
7 | 27 | 10 | 206.6 | 225.4 | 225.4 | 254.5 | 269.2 | 2024-07-27 10:00 | 0.61801 | 0.61383 | 0.61383 | 0.51156 | 0.52455
7 | 27 | 11 | 200.7 | 210.1 | 210.1 | 263.8 | 275.2 | 2024-07-27 11:00 | 0.60036 | 0.57217 | 0.57217 | 0.53025 | 0.53624
7 | 27 | 12 | 201.5 | 194.2 | 194.2 | 254.5 | 290.3 | 2024-07-27 12:00 | 0.60275 | 0.52887 | 0.52887 | 0.51156 | 0.56567
7 | 27 | 13 | 207.9 | 210.2 | 210.2 | 276.5 | 299.3 | 2024-07-27 13:00 | 0.6219 | 0.57244 | 0.57244 | 0.55578 | 0.5832
7 | 27 | 14 | 204.75 | 211.9 | 211.9 | 287.5 | 288.5 | 2024-07-27 14:00 | 0.61247 | 0.57707 | 0.57707 | 0.57789 | 0.56216
7 | 27 | 15 | 213.85 | 209.5 | 209.5 | 285.5 | 297.7 | 2024-07-27 15:00 | 0.63969 | 0.57053 | 0.57053 | 0.57387 | 0.58009
7 | 27 | 16 | 210 | 209.3 | 209.3 | 297 | 307.5 | 2024-07-27 16:00 | 0.62818 | 0.56999 | 0.56999 | 0.59698 | 0.59918
7 | 27 | 17 | 212.9 | 218.9 | 218.9 | 298 | 306.3 | 2024-07-27 17:00 | 0.63685 | 0.59613 | 0.59613 | 0.59899 | 0.59684
7 | 27 | 18 | 260.55 | 232.7 | 232.7 | 338.15 | 339.5 | 2024-07-27 18:00 | 0.77939 | 0.63371 | 0.63371 | 0.6797 | 0.66154
7 | 27 | 19 | 296.6 | 289.4 | 289.4 | 368.85 | 381.5 | 2024-07-27 19:00 | 0.88723 | 0.78813 | 0.78813 | 0.74141 | 0.74337
7 | 27 | 20 | 293.7 | 278.4 | 278.4 | 368.55 | 367.4 | 2024-07-27 20:00 | 0.87855 | 0.75817 | 0.75817 | 0.7408 | 0.7159
7 | 27 | 21 | 296.45 | 268.6 | 268.6 | 366.15 | 360.3 | 2024-07-27 21:00 | 0.88678 | 0.73148 | 0.73148 | 0.73598 | 0.70207
7 | 27 | 22 | 277.5 | 245.1 | 245.1 | 348.05 | 325.2 | 2024-07-27 22:00 | 0.83009 | 0.66748 | 0.66748 | 0.6996 | 0.63367
7 | 27 | 23 | 256.3 | 219.9 | 219.9 | 350.05 | 304.4 | 2024-07-27 23:00 | 0.76668 | 0.59886 | 0.59886 | 0.70362 | 0.59314
7 | 28 | 0 | 230.5 | 226.2 | 226.2 | 287.05 | 285.6 | 2024-07-28 | 0.6895 | 0.61601 | 0.61601 | 0.57698 | 0.55651
7 | 28 | 1 | 225.6 | 215.7 | 215.7 | 276.05 | 257.5 | 2024-07-28 01:00 | 0.67484 | 0.58742 | 0.58742 | 0.55487 | 0.50175
7 | 28 | 2 | 220.2 | 214.3 | 214.3 | 267.05 | 255.3 | 2024-07-28 02:00 | 0.65869 | 0.58361 | 0.58361 | 0.53678 | 0.49747
7 | 28 | 3 | 216.6 | 195 | 195 | 262.05 | 252.2 | 2024-07-28 03:00 | 0.64792 | 0.53105 | 0.53105 | 0.52673 | 0.49143
7 | 28 | 4 | 215.6 | 181.3 | 181.3 | 256.05 | 253.4 | 2024-07-28 04:00 | 0.64493 | 0.49374 | 0.49374 | 0.51467 | 0.49376
7 | 28 | 5 | 222.7 | 203.3 | 203.3 | 269.05 | 262.5 | 2024-07-28 05:00 | 0.66617 | 0.55365 | 0.55365 | 0.5408 | 0.5115
7 | 28 | 6 | 226.6 | 188.4 | 188.4 | 262.05 | 284.7 | 2024-07-28 06:00 | 0.67783 | 0.51307 | 0.51307 | 0.52673 | 0.55475
7 | 28 | 7 | 232.4 | 212.1 | 212.1 | 287.05 | 306.3 | 2024-07-28 07:00 | 0.69518 | 0.57761 | 0.57761 | 0.57698 | 0.59684
7 | 28 | 8 | 231.6 | 217.4 | 217.4 | 296.05 | 315.2 | 2024-07-28 08:00 | 0.69279 | 0.59205 | 0.59205 | 0.59508 | 0.61419
7 | 28 | 9 | 227.6 | 214 | 214 | 299.05 | 322.4 | 2024-07-28 09:00 | 0.68083 | 0.58279 | 0.58279 | 0.60111 | 0.62822
7 | 28 | 10 | 222.4 | 210.7 | 210.7 | 284.05 | 338.6 | 2024-07-28 10:00 | 0.66527 | 0.5738 | 0.5738 | 0.57095 | 0.65978
7 | 28 | 11 | 217.3 | 204.8 | 204.8 | 266.05 | 333.5 | 2024-07-28 11:00 | 0.65001 | 0.55773 | 0.55773 | 0.53477 | 0.64984
7 | 28 | 12 | 212.4 | 202.1 | 202.1 | 264.05 | 332.6 | 2024-07-28 12:00 | 0.63536 | 0.55038 | 0.55038 | 0.53075 | 0.64809
7 | 28 | 13 | 205.4 | 205.7 | 205.7 | 266.1 | 325.6 | 2024-07-28 13:00 | 0.61442 | 0.56019 | 0.56019 | 0.53487 | 0.63445
7 | 28 | 14 | 209.2 | 200.6 | 200.6 | 273.2 | 325.4 | 2024-07-28 14:00 | 0.62579 | 0.5463 | 0.5463 | 0.54915 | 0.63406
7 | 28 | 15 | 192.8 | 197.4 | 197.4 | 279.2 | 329.5 | 2024-07-28 15:00 | 0.57673 | 0.53758 | 0.53758 | 0.56121 | 0.64205
7 | 28 | 16 | 228.9 | 196 | 196 | 286.2 | 338.2 | 2024-07-28 16:00 | 0.68471 | 0.53377 | 0.53377 | 0.57528 | 0.659
7 | 28 | 17 | 212.9 | 212 | 212 | 271.7 | 361 | 2024-07-28 17:00 | 0.63685 | 0.57734 | 0.57734 | 0.54613 | 0.70343
7 | 28 | 18 | 236.75 | 231.8 | 231.8 | 306.3 | 360.4 | 2024-07-28 18:00 | 0.7082 | 0.63126 | 0.63126 | 0.61568 | 0.70226
7 | 28 | 19 | 289.85 | 278.1 | 278.1 | 353.7 | 434.6 | 2024-07-28 19:00 | 0.86704 | 0.75735 | 0.75735 | 0.71095 | 0.84684
7 | 28 | 20 | 284.45 | 266.9 | 266.9 | 336.9 | 404.7 | 2024-07-28 20:00 | 0.85088 | 0.72685 | 0.72685 | 0.67719 | 0.78858
7 | 28 | 21 | 270.95 | 275.8 | 275.8 | 321.9 | 368.1 | 2024-07-28 21:00 | 0.8105 | 0.75109 | 0.75109 | 0.64704 | 0.71726
7 | 28 | 22 | 262.8 | 265.9 | 265.9 | 290.6 | 342.2 | 2024-07-28 22:00 | 0.78612 | 0.72413 | 0.72413 | 0.58412 | 0.6668
7 | 28 | 23 | 239.9 | 232.9 | 232.9 | 262.6 | 310.2 | 2024-07-28 23:00 | 0.71762 | 0.63426 | 0.63426 | 0.52784 | 0.60444
7 | 29 | 0 | 213.7 | 213 | 213 | 247.6 | 295.1 | 2024-07-29 | 0.63925 | 0.58007 | 0.58007 | 0.49769 | 0.57502
7 | 29 | 1 | 207 | 200.4 | 200.4 | 236.6 | 277.3 | 2024-07-29 01:00 | 0.6192 | 0.54575 | 0.54575 | 0.47558 | 0.54034
7 | 29 | 2 | 200.4 | 197.5 | 197.5 | 237.6 | 266.3 | 2024-07-29 02:00 | 0.59946 | 0.53785 | 0.53785 | 0.47759 | 0.5189
7 | 29 | 3 | 196.5 | 195.3 | 195.3 | 239.6 | 262.2 | 2024-07-29 03:00 | 0.5878 | 0.53186 | 0.53186 | 0.48161 | 0.51091
7 | 29 | 4 | 194.3 | 191.2 | 191.2 | 231.6 | 275.2 | 2024-07-29 04:00 | 0.58121 | 0.5207 | 0.5207 | 0.46553 | 0.53624
7 | 29 | 5 | 202.3 | 194.4 | 194.4 | 245.6 | 280.3 | 2024-07-29 05:00 | 0.60515 | 0.52941 | 0.52941 | 0.49367 | 0.54618
7 | 29 | 6 | 210.5 | 194.5 | 194.5 | 263.6 | 298.2 | 2024-07-29 06:00 | 0.62967 | 0.52968 | 0.52968 | 0.52985 | 0.58106
7 | 29 | 7 | 214.5 | 199.2 | 199.2 | 283.5 | 324.4 | 2024-07-29 07:00 | 0.64164 | 0.54248 | 0.54248 | 0.56985 | 0.63211
7 | 29 | 8 | 214.2 | 201.2 | 201.2 | 282.4 | 339.3 | 2024-07-29 08:00 | 0.64074 | 0.54793 | 0.54793 | 0.56764 | 0.66115
7 | 29 | 9 | 210.5 | 192.6 | 192.6 | 292 | 342.3 | 2024-07-29 09:00 | 0.62967 | 0.52451 | 0.52451 | 0.58693 | 0.66699
7 | 29 | 10 | 207.4 | 185.8 | 185.8 | 303 | 338.1 | 2024-07-29 10:00 | 0.6204 | 0.50599 | 0.50599 | 0.60905 | 0.65881
7 | 29 | 11 | 198.2 | 185.2 | 185.2 | 267.1 | 329.3 | 2024-07-29 11:00 | 0.59288 | 0.50436 | 0.50436 | 0.53688 | 0.64166
7 | 29 | 12 | 202.3 | 195.5 | 195.5 | 265.1 | 340.4 | 2024-07-29 12:00 | 0.60515 | 0.53241 | 0.53241 | 0.53286 | 0.66329
7 | 29 | 13 | 189.3 | 203.8 | 203.8 | 265.1 | 338.3 | 2024-07-29 13:00 | 0.56626 | 0.55501 | 0.55501 | 0.53286 | 0.6592
7 | 29 | 14 | 199.4 | 204.6 | 204.6 | 265.1 | 340.5 | 2024-07-29 14:00 | 0.59647 | 0.55719 | 0.55719 | 0.53286 | 0.66348
7 | 29 | 15 | 193.2 | 195.5 | 195.5 | 270.1 | 330.3 | 2024-07-29 15:00 | 0.57792 | 0.53241 | 0.53241 | 0.54291 | 0.64361
7 | 29 | 16 | 190.8 | 193.55 | 193.55 | 289.1 | 335.2 | 2024-07-29 16:00 | 0.57074 | 0.5271 | 0.5271 | 0.58111 | 0.65316
7 | 29 | 17 | 190.8 | 183.25 | 183.25 | 290.1 | 327.2 | 2024-07-29 17:00 | 0.57074 | 0.49905 | 0.49905 | 0.58312 | 0.63757
7 | 29 | 18 | 220.8 | 48.8 | 48.8 | 301 | 352.3 | 2024-07-29 18:00 | 0.66048 | 0.1329 | 0.1329 | 0.60503 | 0.68648
7 | 29 | 19 | 246.8 | 246 | 246 | 315 | 414.8 | 2024-07-29 19:00 | 0.73826 | 0.66993 | 0.66993 | 0.63317 | 0.80826
7 | 29 | 20 | 288.8 | 156.1 | 156.1 | 326.4 | 409.6 | 2024-07-29 20:00 | 0.86389 | 0.42511 | 0.42511 | 0.65608 | 0.79813
7 | 29 | 21 | 283.1 | 225.4 | 225.4 | 341.7 | 391.6 | 2024-07-29 21:00 | 0.84684 | 0.61383 | 0.61383 | 0.68683 | 0.76306
7 | 29 | 22 | 280.1 | 243.4 | 243.4 | 297.1 | 367.5 | 2024-07-29 22:00 | 0.83787 | 0.66285 | 0.66285 | 0.59719 | 0.7161
7 | 29 | 23 | 51.9 | 217.4 | 217.4 | 280.1 | 409.4 | 2024-07-29 23:00 | 0.15525 | 0.59205 | 0.59205 | 0.56302 | 0.79774
7 | 30 | 0 | 200.7 | 207.5 | 207.5 | 251.1 | 330.4 | 2024-07-30 | 0.60036 | 0.56509 | 0.56509 | 0.50472 | 0.6438
7 | 30 | 1 | 195.4 | 204.1 | 204.1 | 234.1 | 299.3 | 2024-07-30 01:00 | 0.5845 | 0.55583 | 0.55583 | 0.47055 | 0.5832
7 | 30 | 2 | 190.6 | 202.2 | 202.2 | 243.1 | 284.3 | 2024-07-30 02:00 | 0.57015 | 0.55065 | 0.55065 | 0.48864 | 0.55398
7 | 30 | 3 | 186.7 | 199.1 | 199.1 | 230.1 | 278.4 | 2024-07-30 03:00 | 0.55848 | 0.54221 | 0.54221 | 0.46251 | 0.54248
7 | 30 | 4 | 183.8 | 194.5 | 194.5 | 233.1 | 281.3 | 2024-07-30 04:00 | 0.54981 | 0.52968 | 0.52968 | 0.46854 | 0.54813
7 | 30 | 5 | 187.9 | 229.6 | 229.6 | 243.1 | 283.3 | 2024-07-30 05:00 | 0.56207 | 0.62527 | 0.62527 | 0.48864 | 0.55203
7 | 30 | 6 | 187.8 | 197.3 | 197.3 | 260.1 | 294.6 | 2024-07-30 06:00 | 0.56177 | 0.53731 | 0.53731 | 0.52281 | 0.57405
7 | 30 | 7 | 197.6 | 208.1 | 208.1 | 291.1 | 319.3 | 2024-07-30 07:00 | 0.59109 | 0.56672 | 0.56672 | 0.58513 | 0.62217
7 | 30 | 8 | 200.6 | 173.6 | 173.6 | 296.1 | 324.5 | 2024-07-30 08:00 | 0.60006 | 0.47277 | 0.47277 | 0.59518 | 0.63231
7 | 30 | 9 | 198.7 | 189.5 | 189.5 | 303.8 | 310.7 | 2024-07-30 09:00 | 0.59438 | 0.51607 | 0.51607 | 0.61065 | 0.60542
7 | 30 | 10 | 192.7 | 185.7 | 185.7 | 293.1 | 305.6 | 2024-07-30 10:00 | 0.57643 | 0.50572 | 0.50572 | 0.58915 | 0.59548
7 | 30 | 11 | 198.5 | 176 | 176 | 296.1 | 314.5 | 2024-07-30 11:00 | 0.59378 | 0.4793 | 0.4793 | 0.59518 | 0.61282
7 | 30 | 12 | 172.4 | 191.8 | 191.8 | 301.1 | 321.4 | 2024-07-30 12:00 | 0.5157 | 0.52233 | 0.52233 | 0.60523 | 0.62627
7 | 30 | 13 | 182.5 | 187.9 | 187.9 | 288.1 | 331.7 | 2024-07-30 13:00 | 0.54592 | 0.51171 | 0.51171 | 0.5791 | 0.64634
7 | 30 | 14 | 187.6 | 197.7 | 197.7 | 312.1 | 313.8 | 2024-07-30 14:00 | 0.56117 | 0.5384 | 0.5384 | 0.62734 | 0.61146
7 | 30 | 15 | 178.6 | 204.6 | 204.6 | 299.1 | 315.7 | 2024-07-30 15:00 | 0.53425 | 0.55719 | 0.55719 | 0.60121 | 0.61516
7 | 30 | 16 | 202.8 | 209.3 | 209.3 | 302.1 | 335.5 | 2024-07-30 16:00 | 0.60664 | 0.56999 | 0.56999 | 0.60724 | 0.65374
7 | 30 | 17 | 207.6 | 179 | 179 | 292.6 | 334.6 | 2024-07-30 17:00 | 0.621 | 0.48747 | 0.48747 | 0.58814 | 0.65199
7 | 30 | 18 | 217.8 | 237.7 | 237.7 | 309.8 | 366.7 | 2024-07-30 18:00 | 0.65151 | 0.64733 | 0.64733 | 0.62271 | 0.71454
7 | 30 | 19 | 252.8 | 306.5 | 306.5 | 346.8 | 413.5 | 2024-07-30 19:00 | 0.75621 | 0.83469 | 0.83469 | 0.69709 | 0.80573
7 | 30 | 20 | 255.7 | 309.1 | 309.1 | 354.8 | 412.6 | 2024-07-30 20:00 | 0.76488 | 0.84178 | 0.84178 | 0.71317 | 0.80398
7 | 30 | 21 | 246.6 | 291.1 | 291.1 | 345.8 | 397.6 | 2024-07-30 21:00 | 0.73766 | 0.79276 | 0.79276 | 0.69508 | 0.77475
7 | 30 | 22 | 234.6 | 296 | 296 | 330.8 | 388.5 | 2024-07-30 22:00 | 0.70176 | 0.8061 | 0.8061 | 0.66492 | 0.75701
7 | 30 | 23 | 201.5 | 256.2 | 256.2 | 300.8 | 335.5 | 2024-07-30 23:00 | 0.60275 | 0.69771 | 0.69771 | 0.60462 | 0.65374
7 | 31 | 0 | 185.8 | 230.1 | 230.1 | 271.3 | 309.3 | 2024-07-31 | 0.55579 | 0.62663 | 0.62663 | 0.54533 | 0.60269
7 | 31 | 1 | 180.7 | 223.9 | 223.9 | 222.3 | 298.4 | 2024-07-31 01:00 | 0.54053 | 0.60975 | 0.60975 | 0.44683 | 0.58145
7 | 31 | 2 | 177.6 | 206.8 | 206.8 | 220.3 | 288.3 | 2024-07-31 02:00 | 0.53126 | 0.56318 | 0.56318 | 0.44281 | 0.56177
7 | 31 | 3 | 175.6 | 201.5 | 201.5 | 190.3 | 283.3 | 2024-07-31 03:00 | 0.52528 | 0.54875 | 0.54875 | 0.38251 | 0.55203
7 | 31 | 4 | 166.6 | 206.1 | 206.1 | 254.3 | 283.2 | 2024-07-31 04:00 | 0.49835 | 0.56127 | 0.56127 | 0.51116 | 0.55183
7 | 31 | 5 | 184.5 | 211.1 | 211.1 | 218.3 | 283.4 | 2024-07-31 05:00 | 0.5519 | 0.57489 | 0.57489 | 0.43879 | 0.55222
7 | 31 | 6 | 197.5 | 221.8 | 221.8 | 232.3 | 295.4 | 2024-07-31 06:00 | 0.59079 | 0.60403 | 0.60403 | 0.46693 | 0.5756
7 | 31 | 7 | 201.5 | 205.15 | 205.15 | 252.3 | 317.3 | 2024-07-31 07:00 | 0.60275 | 0.55869 | 0.55869 | 0.50714 | 0.61828
7 | 31 | 8 | 205.3 | 196.35 | 196.35 | 279.3 | 322.7 | 2024-07-31 08:00 | 0.61412 | 0.53472 | 0.53472 | 0.56141 | 0.6288
7 | 31 | 9 | 198.3 | 210.15 | 210.15 | 278.5 | 309.5 | 2024-07-31 09:00 | 0.59318 | 0.5723 | 0.5723 | 0.5598 | 0.60308
7 | 31 | 10 | 191.3 | 218.4 | 218.4 | 269.6 | 302.6 | 2024-07-31 10:00 | 0.57224 | 0.59477 | 0.59477 | 0.54191 | 0.58963
7 | 31 | 11 | 188.3 | 214.6 | 214.6 | 268.6 | 309.3 | 2024-07-31 11:00 | 0.56327 | 0.58442 | 0.58442 | 0.5399 | 0.60269
7 | 31 | 12 | 198.2 | 208.8 | 208.8 | 274.6 | 309.7 | 2024-07-31 12:00 | 0.59288 | 0.56863 | 0.56863 | 0.55196 | 0.60347
7 | 31 | 13 | 189.1 | 201.7 | 201.7 | 268.6 | 303.4 | 2024-07-31 13:00 | 0.56566 | 0.54929 | 0.54929 | 0.5399 | 0.59119
7 | 31 | 14 | 193.1 | 203.7 | 203.7 | 262.6 | 309.7 | 2024-07-31 14:00 | 0.57762 | 0.55474 | 0.55474 | 0.52784 | 0.60347
7 | 31 | 15 | 188.2 | 209.8 | 209.8 | 255.6 | 304.7 | 2024-07-31 15:00 | 0.56297 | 0.57135 | 0.57135 | 0.51377 | 0.59373
7 | 31 | 16 | 194.3 | 212 | 212 | 269.6 | 309.5 | 2024-07-31 16:00 | 0.58121 | 0.57734 | 0.57734 | 0.54191 | 0.60308
7 | 31 | 17 | 188.8 | 206.8 | 206.8 | 274.6 | 326.4 | 2024-07-31 17:00 | 0.56476 | 0.56318 | 0.56318 | 0.55196 | 0.63601
7 | 31 | 18 | 216.8 | 281 | 281 | 312.25 | 304.5 | 2024-07-31 18:00 | 0.64852 | 0.76525 | 0.76525 | 0.62764 | 0.59334
7 | 31 | 19 | 251.1 | 291.5 | 291.5 | 331.8 | 373.5 | 2024-07-31 19:00 | 0.75112 | 0.79385 | 0.79385 | 0.66693 | 0.72779
7 | 31 | 20 | 283.3 | 293.5 | 293.5 | 343.8 | 400.5 | 2024-07-31 20:00 | 0.84744 | 0.79929 | 0.79929 | 0.69106 | 0.7804
7 | 31 | 21 | 286.2 | 292.7 | 292.7 | 330.3 | 377.7 | 2024-07-31 21:00 | 0.85612 | 0.79711 | 0.79711 | 0.66392 | 0.73597
7 | 31 | 22 | 280.2 | 265.5 | 265.5 | 305.65 | 347.7 | 2024-07-31 22:00 | 0.83817 | 0.72304 | 0.72304 | 0.61437 | 0.67751
7 | 31 | 23 | 244.7 | 237.9 | 237.9 | 278.6 | 308.6 | 2024-07-31 23:00 | 0.73198 | 0.64788 | 0.64788 | 0.56 | 0.60133
8 | 1 | 0 | 228.6 | 230.5 | 230.5 | 256.7 | 294.5 | 2024-08-01 | 0.68382 | 0.62772 | 0.62772 | 0.51598 | 0.57385
8 | 1 | 1 | 218.5 | 218 | 218 | 239.95 | 274.4 | 2024-08-01 01:00 | 0.6536 | 0.59368 | 0.59368 | 0.48231 | 0.53468
8 | 1 | 2 | 205.5 | 215 | 215 | 245.95 | 270.3 | 2024-08-01 02:00 | 0.61472 | 0.58551 | 0.58551 | 0.49437 | 0.5267
8 | 1 | 3 | 210.5 | 214.7 | 214.7 | 237.45 | 261 | 2024-08-01 03:00 | 0.62967 | 0.58469 | 0.58469 | 0.47729 | 0.50857
8 | 1 | 4 | 206.6 | 211.2 | 211.2 | 235.45 | 261 | 2024-08-01 04:00 | 0.61801 | 0.57516 | 0.57516 | 0.47327 | 0.50857
8 | 1 | 5 | 214.6 | 218 | 218 | 258.45 | 272.2 | 2024-08-01 05:00 | 0.64194 | 0.59368 | 0.59368 | 0.5195 | 0.5304
8 | 1 | 6 | 225.5 | 218.8 | 218.8 | 264.45 | 298.2 | 2024-08-01 06:00 | 0.67454 | 0.59586 | 0.59586 | 0.53156 | 0.58106
8 | 1 | 7 | 217.4 | 223.95 | 223.95 | 276.45 | 328.1 | 2024-08-01 07:00 | 0.65031 | 0.60989 | 0.60989 | 0.55568 | 0.63932
8 | 1 | 8 | 212.8 | 219.45 | 219.45 | 279.45 | 326.4 | 2024-08-01 08:00 | 0.63655 | 0.59763 | 0.59763 | 0.56171 | 0.63601
8 | 1 | 9 | 217 | 220.95 | 220.95 | 275.45 | 333.6 | 2024-08-01 09:00 | 0.64912 | 0.60172 | 0.60172 | 0.55367 | 0.65004
8 | 1 | 10 | 203.6 | 220.4 | 220.4 | 249.45 | 328 | 2024-08-01 10:00 | 0.60903 | 0.60022 | 0.60022 | 0.50141 | 0.63913
8 | 1 | 11 | 199.3 | 195.4 | 195.4 | 248.45 | 322 | 2024-08-01 11:00 | 0.59617 | 0.53214 | 0.53214 | 0.4994 | 0.62744
8 | 1 | 12 | 188.9 | 191.2 | 191.2 | 245.45 | 295 | 2024-08-01 12:00 | 0.56506 | 0.5207 | 0.5207 | 0.49337 | 0.57482
8 | 1 | 13 | 193.9 | 194.85 | 194.85 | 243.45 | 319 | 2024-08-01 13:00 | 0.58002 | 0.53064 | 0.53064 | 0.48935 | 0.62159
8 | 1 | 14 | 201.9 | 187.95 | 187.95 | 244.45 | 307.9 | 2024-08-01 14:00 | 0.60395 | 0.51185 | 0.51185 | 0.49136 | 0.59996
8 | 1 | 15 | 215.6 | 191.4 | 191.4 | 242.45 | 325.9 | 2024-08-01 15:00 | 0.64493 | 0.52124 | 0.52124 | 0.48734 | 0.63504
8 | 1 | 16 | 179.9 | 186.7 | 186.7 | 248.45 | 346.9 | 2024-08-01 16:00 | 0.53814 | 0.50844 | 0.50844 | 0.4994 | 0.67595
8 | 1 | 17 | 180.6 | 237.3 | 237.3 | 280.45 | 330.3 | 2024-08-01 17:00 | 0.54023 | 0.64624 | 0.64624 | 0.56372 | 0.64361
8 | 1 | 18 | 220.35 | 241.1 | 241.1 | 282.25 | 366.5 | 2024-08-01 18:00 | 0.65914 | 0.65659 | 0.65659 | 0.56734 | 0.71415
8 | 1 | 19 | 267 | 292 | 292 | 351.55 | 407.5 | 2024-08-01 19:00 | 0.79868 | 0.79521 | 0.79521 | 0.70663 | 0.79404
8 | 1 | 20 | 269 | 295.8 | 295.8 | 356.05 | 391.5 | 2024-08-01 20:00 | 0.80467 | 0.80556 | 0.80556 | 0.71568 | 0.76286
8 | 1 | 21 | 265.3 | 294.2 | 294.2 | 340.15 | 382.4 | 2024-08-01 21:00 | 0.7936 | 0.8012 | 0.8012 | 0.68372 | 0.74513
8 | 1 | 22 | 253.7 | 260.9 | 260.9 | 309.85 | 341.3 | 2024-08-01 22:00 | 0.7589 | 0.71051 | 0.71051 | 0.62281 | 0.66504
8 | 1 | 23 | 236.7 | 221.6 | 221.6 | 291.45 | 307.6 | 2024-08-01 23:00 | 0.70805 | 0.60349 | 0.60349 | 0.58583 | 0.59938
8 | 2 | 0 | 220.6 | 206.5 | 206.5 | 262.2 | 294.4 | 2024-08-02 | 0.65989 | 0.56236 | 0.56236 | 0.52704 | 0.57366
8 | 2 | 1 | 216.3 | 215.4 | 215.4 | 253.2 | 301.5 | 2024-08-02 01:00 | 0.64702 | 0.5866 | 0.5866 | 0.50894 | 0.58749
8 | 2 | 2 | 202.3 | 216.4 | 216.4 | 245.8 | 272.3 | 2024-08-02 02:00 | 0.60515 | 0.58932 | 0.58932 | 0.49407 | 0.53059
8 | 2 | 3 | 201.3 | 216 | 216 | 237.8 | 266.7 | 2024-08-02 03:00 | 0.60215 | 0.58824 | 0.58824 | 0.47799 | 0.51968
8 | 2 | 4 | 203.3 | 215 | 215 | 238.8 | 268 | 2024-08-02 04:00 | 0.60814 | 0.58551 | 0.58551 | 0.48 | 0.52221
8 | 2 | 5 | 202.3 | 222 | 222 | 251.8 | 280.2 | 2024-08-02 05:00 | 0.60515 | 0.60458 | 0.60458 | 0.50613 | 0.54599
8 | 2 | 6 | 216.5 | 240 | 240 | 272.8 | 301.6 | 2024-08-02 06:00 | 0.64762 | 0.65359 | 0.65359 | 0.54834 | 0.58769
8 | 2 | 7 | 224 | 232.9 | 232.9 | 289.8 | 328.2 | 2024-08-02 07:00 | 0.67006 | 0.63426 | 0.63426 | 0.58251 | 0.63952
8 | 2 | 8 | 219.5 | 202.3 | 202.3 | 295.2 | 339.4 | 2024-08-02 08:00 | 0.6566 | 0.55093 | 0.55093 | 0.59337 | 0.66134
8 | 2 | 9 | 213.4 | 200.3 | 200.3 | 282.2 | 342.3 | 2024-08-02 09:00 | 0.63835 | 0.54548 | 0.54548 | 0.56724 | 0.66699
8 | 2 | 10 | 214.3 | 199.4 | 199.4 | 285 | 335 | 2024-08-02 10:00 | 0.64104 | 0.54303 | 0.54303 | 0.57286 | 0.65277
8 | 2 | 11 | 209.4 | 170.5 | 170.5 | 286 | 347 | 2024-08-02 11:00 | 0.62638 | 0.46432 | 0.46432 | 0.57487 | 0.67615
8 | 2 | 12 | 211.2 | 166.6 | 166.6 | 290 | 328 | 2024-08-02 12:00 | 0.63177 | 0.4537 | 0.4537 | 0.58291 | 0.63913
8 | 2 | 13 | 209.2 | 165.4 | 165.4 | 297 | 322 | 2024-08-02 13:00 | 0.62579 | 0.45044 | 0.45044 | 0.59698 | 0.62744
8 | 2 | 14 | 204.8 | 150.3 | 150.3 | 279 | 328 | 2024-08-02 14:00 | 0.61262 | 0.40931 | 0.40931 | 0.5608 | 0.63913
8 | 2 | 15 | 208.3 | 165.9 | 165.9 | 289 | 334 | 2024-08-02 15:00 | 0.62309 | 0.4518 | 0.4518 | 0.5809 | 0.65082
8 | 2 | 16 | 213.1 | 170.2 | 170.2 | 304 | 337 | 2024-08-02 16:00 | 0.63745 | 0.46351 | 0.46351 | 0.61106 | 0.65666
8 | 2 | 17 | 213.1 | 181.9 | 181.9 | 316 | 366 | 2024-08-02 17:00 | 0.63745 | 0.49537 | 0.49537 | 0.63518 | 0.71317
8 | 2 | 18 | 217.8 | 240.8 | 240.8 | 339 | 376 | 2024-08-02 18:00 | 0.65151 | 0.65577 | 0.65577 | 0.68141 | 0.73266
8 | 2 | 19 | 81.4 | 280.6 | 280.6 | 384 | 416 | 2024-08-02 19:00 | 0.24349 | 0.76416 | 0.76416 | 0.77186 | 0.8106
8 | 2 | 20 | 200.2 | 287.4 | 287.4 | 398 | 412 | 2024-08-02 20:00 | 0.59886 | 0.78268 | 0.78268 | 0.8 | 0.80281
8 | 2 | 21 | 226.5 | 277.7 | 277.7 | 386 | 401 | 2024-08-02 21:00 | 0.67754 | 0.75626 | 0.75626 | 0.77588 | 0.78137
8 | 2 | 22 | 233.1 | 263 | 263 | 356 | 366 | 2024-08-02 22:00 | 0.69728 | 0.71623 | 0.71623 | 0.71558 | 0.71317
8 | 2 | 23 | 218 | 244.3 | 244.3 | 334 | 334 | 2024-08-02 23:00 | 0.65211 | 0.66531 | 0.66531 | 0.67136 | 0.65082
8 | 3 | 0 | 216.2 | 227.9 | 227.9 | 301.5 | 296 | 2024-08-03 | 0.64672 | 0.62064 | 0.62064 | 0.60603 | 0.57677
8 | 3 | 1 | 200.9 | 216.7 | 216.7 | 279.5 | 292 | 2024-08-03 01:00 | 0.60096 | 0.59014 | 0.59014 | 0.56181 | 0.56898
8 | 3 | 2 | 188 | 210.2 | 210.2 | 278.5 | 284 | 2024-08-03 02:00 | 0.56237 | 0.57244 | 0.57244 | 0.5598 | 0.55339
8 | 3 | 3 | 185.9 | 209 | 209 | 272.5 | 276 | 2024-08-03 03:00 | 0.55609 | 0.56917 | 0.56917 | 0.54774 | 0.5378
8 | 3 | 4 | 177.9 | 209.2 | 209.2 | 272.5 | 272 | 2024-08-03 04:00 | 0.53216 | 0.56972 | 0.56972 | 0.54774 | 0.53001
8 | 3 | 5 | 178.9 | 212.2 | 212.2 | 284.5 | 289 | 2024-08-03 05:00 | 0.53515 | 0.57789 | 0.57789 | 0.57186 | 0.56313
8 | 3 | 6 | 195.7 | 213.9 | 213.9 | 301.5 | 309 | 2024-08-03 06:00 | 0.5854 | 0.58252 | 0.58252 | 0.60603 | 0.6021
8 | 3 | 7 | 208.3 | 221.6 | 221.6 | 323.5 | 342 | 2024-08-03 07:00 | 0.62309 | 0.60349 | 0.60349 | 0.65025 | 0.66641
8 | 3 | 8 | 213.4 | 246.2 | 246.2 | 308.5 | 339 | 2024-08-03 08:00 | 0.63835 | 0.67048 | 0.67048 | 0.6201 | 0.66056
8 | 3 | 9 | 204.8 | 184 | 184 | 307 | 332 | 2024-08-03 09:00 | 0.61262 | 0.50109 | 0.50109 | 0.61709 | 0.64692
8 | 3 | 10 | 195 | 185.1 | 185.1 | 297.5 | 322 | 2024-08-03 10:00 | 0.58331 | 0.50408 | 0.50408 | 0.59799 | 0.62744
8 | 3 | 11 | 201.4 | 187 | 187 | 297.5 | 321 | 2024-08-03 11:00 | 0.60245 | 0.50926 | 0.50926 | 0.59799 | 0.62549
8 | 3 | 12 | 184.7 | 172 | 172 | 292.5 | 319 | 2024-08-03 12:00 | 0.5525 | 0.46841 | 0.46841 | 0.58794 | 0.62159
8 | 3 | 13 | 174 | 192.2 | 192.2 | 292.5 | 315 | 2024-08-03 13:00 | 0.52049 | 0.52342 | 0.52342 | 0.58794 | 0.6138
8 | 3 | 14 | 167.4 | 184.4 | 184.4 | 295.5 | 313.2 | 2024-08-03 14:00 | 0.50075 | 0.50218 | 0.50218 | 0.59397 | 0.61029
8 | 3 | 15 | 182.2 | 174.8 | 174.8 | 287.5 | 326.9 | 2024-08-03 15:00 | 0.54502 | 0.47603 | 0.47603 | 0.57789 | 0.63698
8 | 3 | 16 | 195.9 | 184.8 | 184.8 | 295.8 | 319.6 | 2024-08-03 16:00 | 0.586 | 0.50327 | 0.50327 | 0.59457 | 0.62276
8 | 3 | 17 | 207.1 | 211.3 | 211.3 | 331.8 | 339.8 | 2024-08-03 17:00 | 0.6195 | 0.57544 | 0.57544 | 0.66693 | 0.66212
8 | 3 | 18 | 229 | 231.6 | 231.6 | 352.15 | 364.7 | 2024-08-03 18:00 | 0.68501 | 0.63072 | 0.63072 | 0.70784 | 0.71064
8 | 3 | 19 | 262.2 | 276.5 | 276.5 | 392.1 | 426.7 | 2024-08-03 19:00 | 0.78433 | 0.753 | 0.753 | 0.78814 | 0.83145
8 | 3 | 20 | 263 | 275.1 | 275.1 | 384.2 | 408 | 2024-08-03 20:00 | 0.78672 | 0.74918 | 0.74918 | 0.77226 | 0.79501
8 | 3 | 21 | 262.1 | 235.9 | 235.9 | 397.3 | 382.9 | 2024-08-03 21:00 | 0.78403 | 0.64243 | 0.64243 | 0.79859 | 0.7461
8 | 3 | 22 | 247.6 | 225.1 | 225.1 | 370.5 | 352 | 2024-08-03 22:00 | 0.74065 | 0.61302 | 0.61302 | 0.74472 | 0.68589
8 | 3 | 23 | 225.2 | 216.1 | 216.1 | 352.2 | 320.7 | 2024-08-03 23:00 | 0.67365 | 0.58851 | 0.58851 | 0.70794 | 0.6249
8 | 4 | 0 | 215.6 | 218.7 | 218.7 | 294.2 | 301.2 | 2024-08-04 | 0.64493 | 0.59559 | 0.59559 | 0.59136 | 0.58691
8 | 4 | 1 | 195.6 | 187.7 | 187.7 | 293.5 | 286.2 | 2024-08-04 01:00 | 0.5851 | 0.51117 | 0.51117 | 0.58995 | 0.55768
8 | 4 | 2 | 193.2 | 199.7 | 199.7 | 290.5 | 269 | 2024-08-04 02:00 | 0.57792 | 0.54385 | 0.54385 | 0.58392 | 0.52416
8 | 4 | 3 | 189.7 | 193.4 | 193.4 | 286.5 | 263.3 | 2024-08-04 03:00 | 0.56745 | 0.52669 | 0.52669 | 0.57588 | 0.51306
8 | 4 | 4 | 189.7 | 196.6 | 196.6 | 281.5 | 261.5 | 2024-08-04 04:00 | 0.56745 | 0.5354 | 0.5354 | 0.56583 | 0.50955
8 | 4 | 5 | 208.5 | 194.1 | 194.1 | 284.5 | 270.4 | 2024-08-04 05:00 | 0.62369 | 0.52859 | 0.52859 | 0.57186 | 0.52689
8 | 4 | 6 | 217.2 | 143.4 | 143.4 | 275.5 | 282.2 | 2024-08-04 06:00 | 0.64972 | 0.39052 | 0.39052 | 0.55377 | 0.54988
8 | 4 | 7 | 219.05 | 148.6 | 148.6 | 321.2 | 315.3 | 2024-08-04 07:00 | 0.65525 | 0.40468 | 0.40468 | 0.64563 | 0.61438
8 | 4 | 8 | 223.4 | 147.9 | 147.9 | 334.7 | 320.9 | 2024-08-04 08:00 | 0.66826 | 0.40278 | 0.40278 | 0.67276 | 0.62529
8 | 4 | 9 | 216.45 | 160.6 | 160.6 | 330.4 | 328 | 2024-08-04 09:00 | 0.64747 | 0.43736 | 0.43736 | 0.66412 | 0.63913
8 | 4 | 10 | 213.25 | 179.55 | 179.55 | 323.3 | 322 | 2024-08-04 10:00 | 0.6379 | 0.48897 | 0.48897 | 0.64985 | 0.62744
8 | 4 | 11 | 212.55 | 156.35 | 156.35 | 312.6 | 315 | 2024-08-04 11:00 | 0.63581 | 0.42579 | 0.42579 | 0.62834 | 0.6138
8 | 4 | 12 | 210.9 | 161.2 | 161.2 | 316.6 | 315 | 2024-08-04 12:00 | 0.63087 | 0.439 | 0.439 | 0.63638 | 0.6138
8 | 4 | 13 | 200.8 | 220.45 | 220.45 | 309.6 | 307 | 2024-08-04 13:00 | 0.60066 | 0.60035 | 0.60035 | 0.62231 | 0.59821
8 | 4 | 14 | 191.4 | 192.2 | 192.2 | 329.6 | 289 | 2024-08-04 14:00 | 0.57254 | 0.52342 | 0.52342 | 0.66251 | 0.56313
8 | 4 | 15 | 175.2 | 204.85 | 204.85 | 331.9 | 283 | 2024-08-04 15:00 | 0.52408 | 0.55787 | 0.55787 | 0.66714 | 0.55144
8 | 4 | 16 | 192.5 | 201.4 | 201.4 | 320.9 | 304 | 2024-08-04 16:00 | 0.57583 | 0.54847 | 0.54847 | 0.64503 | 0.59236
8 | 4 | 17 | 209.2 | 209.7 | 209.7 | 316.2 | 313 | 2024-08-04 17:00 | 0.62579 | 0.57108 | 0.57108 | 0.63558 | 0.6099
8 | 4 | 18 | 233.4 | 229.1 | 229.1 | 367.4 | 345 | 2024-08-04 18:00 | 0.69818 | 0.62391 | 0.62391 | 0.73849 | 0.67225
8 | 4 | 19 | 265.7 | 267.2 | 267.2 | 392.2 | 389 | 2024-08-04 19:00 | 0.7948 | 0.72767 | 0.72767 | 0.78834 | 0.75799
8 | 4 | 20 | 276.9 | 286.9 | 286.9 | 387.2 | 364 | 2024-08-04 20:00 | 0.8283 | 0.78132 | 0.78132 | 0.77829 | 0.70928
8 | 4 | 21 | 250.2 | 272.1 | 272.1 | 360.6 | 364 | 2024-08-04 21:00 | 0.74843 | 0.74101 | 0.74101 | 0.72482 | 0.70928
8 | 4 | 22 | 230.6 | 250.7 | 250.7 | 345.6 | 310 | 2024-08-04 22:00 | 0.6898 | 0.68273 | 0.68273 | 0.69467 | 0.60405
8 | 4 | 23 | 223.2 | 230.8 | 230.8 | 315.8 | 284 | 2024-08-04 23:00 | 0.66766 | 0.62854 | 0.62854 | 0.63477 | 0.55339
8 | 5 | 0 | 211.5 | 227.5 | 227.5 | 297 | 269 | 2024-08-05 | 0.63267 | 0.61955 | 0.61955 | 0.59698 | 0.52416
8 | 5 | 1 | 206.5 | 225.2 | 225.2 | 277.2 | 259 | 2024-08-05 01:00 | 0.61771 | 0.61329 | 0.61329 | 0.55719 | 0.50468
8 | 5 | 2 | 200.2 | 196.6 | 196.6 | 274.2 | 249 | 2024-08-05 02:00 | 0.59886 | 0.5354 | 0.5354 | 0.55116 | 0.48519
8 | 5 | 3 | 193.4 | 199 | 199 | 273.2 | 249 | 2024-08-05 03:00 | 0.57852 | 0.54194 | 0.54194 | 0.54915 | 0.48519
8 | 5 | 4 | 196.6 | 192.7 | 192.7 | 275.2 | 246 | 2024-08-05 04:00 | 0.58809 | 0.52478 | 0.52478 | 0.55317 | 0.47935
8 | 5 | 5 | 203.1 | 195.8 | 195.8 | 289.2 | 258 | 2024-08-05 05:00 | 0.60754 | 0.53322 | 0.53322 | 0.58131 | 0.50273
8 | 5 | 6 | 210.5 | 198 | 198 | 296.2 | 272 | 2024-08-05 06:00 | 0.62967 | 0.53922 | 0.53922 | 0.59538 | 0.53001
8 | 5 | 7 | 214.5 | 206.7 | 206.7 | 326 | 303 | 2024-08-05 07:00 | 0.64164 | 0.56291 | 0.56291 | 0.65528 | 0.59041
8 | 5 | 8 | 209.4 | 214 | 214 | 325 | 322 | 2024-08-05 08:00 | 0.62638 | 0.58279 | 0.58279 | 0.65327 | 0.62744
8 | 5 | 9 | 197.9 | 215.1 | 215.1 | 308 | 317 | 2024-08-05 09:00 | 0.59198 | 0.58578 | 0.58578 | 0.6191 | 0.61769
8 | 5 | 10 | 192.8 | 210.1 | 210.1 | 301 | 314 | 2024-08-05 10:00 | 0.57673 | 0.57217 | 0.57217 | 0.60503 | 0.61185
8 | 5 | 11 | 177.9 | 190.4 | 190.4 | 300 | 326 | 2024-08-05 11:00 | 0.53216 | 0.51852 | 0.51852 | 0.60302 | 0.63523
8 | 5 | 12 | 181.6 | 198.3 | 198.3 | 304 | 328 | 2024-08-05 12:00 | 0.54322 | 0.54003 | 0.54003 | 0.61106 | 0.63913
8 | 5 | 13 | 173.7 | 194.4 | 194.4 | 292 | 310 | 2024-08-05 13:00 | 0.51959 | 0.52941 | 0.52941 | 0.58693 | 0.60405
8 | 5 | 14 | 166.35 | 200.2 | 200.2 | 279 | 304 | 2024-08-05 14:00 | 0.49761 | 0.54521 | 0.54521 | 0.5608 | 0.59236
8 | 5 | 15 | 146.35 | 199.9 | 199.9 | 283.2 | 311 | 2024-08-05 15:00 | 0.43778 | 0.54439 | 0.54439 | 0.56925 | 0.606
8 | 5 | 16 | 178.15 | 211.9 | 211.9 | 288.2 | 323 | 2024-08-05 16:00 | 0.5329 | 0.57707 | 0.57707 | 0.5793 | 0.62938
8 | 5 | 17 | 222.45 | 212.1 | 212.1 | 314.25 | 330 | 2024-08-05 17:00 | 0.66542 | 0.57761 | 0.57761 | 0.63166 | 0.64302
8 | 5 | 18 | 209.2 | 290.1 | 290.1 | 330.7 | 343 | 2024-08-05 18:00 | 0.62579 | 0.79003 | 0.79003 | 0.66472 | 0.66836
8 | 5 | 19 | 289.4 | 250.3 | 250.3 | 397.9 | 360 | 2024-08-05 19:00 | 0.86569 | 0.68164 | 0.68164 | 0.7998 | 0.70148
8 | 5 | 20 | 287.1 | 269.6 | 269.6 | 383.1 | 357 | 2024-08-05 20:00 | 0.85881 | 0.7342 | 0.7342 | 0.77005 | 0.69564
8 | 5 | 21 | 285.1 | 260.5 | 260.5 | 373.1 | 333 | 2024-08-05 21:00 | 0.85283 | 0.70942 | 0.70942 | 0.74995 | 0.64887
8 | 5 | 22 | 271.6 | 242.9 | 242.9 | 343.3 | 319 | 2024-08-05 22:00 | 0.81244 | 0.66149 | 0.66149 | 0.69005 | 0.62159
8 | 5 | 23 | 250.7 | 223 | 223 | 314.8 | 288 | 2024-08-05 23:00 | 0.74993 | 0.6073 | 0.6073 | 0.63276 | 0.56118
8 | 6 | 0 | 263.8 | 215.5 | 215.5 | 262.8 | 273 | 2024-08-06 | 0.78911 | 0.58687 | 0.58687 | 0.52824 | 0.53196
8 | 6 | 1 | 223.4 | 207.2 | 207.2 | 261.8 | 263 | 2024-08-06 01:00 | 0.66826 | 0.56427 | 0.56427 | 0.52623 | 0.51247
8 | 6 | 2 | 207.7 | 196.4 | 196.4 | 253.8 | 256 | 2024-08-06 02:00 | 0.6213 | 0.53486 | 0.53486 | 0.51015 | 0.49883
8 | 6 | 3 | 198.6 | 190.7 | 190.7 | 244.8 | 252 | 2024-08-06 03:00 | 0.59408 | 0.51934 | 0.51934 | 0.49206 | 0.49104
8 | 6 | 4 | 177.3 | 199.9 | 199.9 | 261.8 | 253 | 2024-08-06 04:00 | 0.53036 | 0.54439 | 0.54439 | 0.52623 | 0.49299
8 | 6 | 5 | 190.4 | 199.8 | 199.8 | 261.8 | 259 | 2024-08-06 05:00 | 0.56955 | 0.54412 | 0.54412 | 0.52623 | 0.50468
8 | 6 | 6 | 202.4 | 210.4 | 210.4 | 280.8 | 276 | 2024-08-06 06:00 | 0.60544 | 0.57298 | 0.57298 | 0.56442 | 0.5378
8 | 6 | 7 | 200.6 | 214.6 | 214.6 | 302.2 | 298 | 2024-08-06 07:00 | 0.60006 | 0.58442 | 0.58442 | 0.60744 | 0.58067
8 | 6 | 8 | 196.2 | 217.5 | 217.5 | 304.8 | 318 | 2024-08-06 08:00 | 0.5869 | 0.59232 | 0.59232 | 0.61266 | 0.61964
8 | 6 | 9 | 196.3 | 217.6 | 217.6 | 295.8 | 323 | 2024-08-06 09:00 | 0.5872 | 0.59259 | 0.59259 | 0.59457 | 0.62938
8 | 6 | 10 | 192.2 | 207.8 | 207.8 | 308.6 | 310 | 2024-08-06 10:00 | 0.57493 | 0.5659 | 0.5659 | 0.6203 | 0.60405
8 | 6 | 11 | 172 | 202.7 | 202.7 | 281.6 | 313 | 2024-08-06 11:00 | 0.51451 | 0.55202 | 0.55202 | 0.56603 | 0.6099
8 | 6 | 12 | 167.1 | 171.5 | 171.5 | 290.8 | 314 | 2024-08-06 12:00 | 0.49985 | 0.46705 | 0.46705 | 0.58452 | 0.61185
8 | 6 | 13 | 168.9 | 208.1 | 208.1 | 281.8 | 301 | 2024-08-06 13:00 | 0.50523 | 0.56672 | 0.56672 | 0.56643 | 0.58652
8 | 6 | 14 | 158 | 212.1 | 212.1 | 280.4 | 319 | 2024-08-06 14:00 | 0.47263 | 0.57761 | 0.57761 | 0.56362 | 0.62159
8 | 6 | 15 | 175.1 | 219 | 219 | 283 | 318 | 2024-08-06 15:00 | 0.52378 | 0.59641 | 0.59641 | 0.56884 | 0.61964
8 | 6 | 16 | 176.6 | 215.2 | 215.2 | 299.8 | 318 | 2024-08-06 16:00 | 0.52827 | 0.58606 | 0.58606 | 0.60261 | 0.61964
8 | 6 | 17 | 184.2 | 223.3 | 223.3 | 296.8 | 327 | 2024-08-06 17:00 | 0.551 | 0.60812 | 0.60812 | 0.59658 | 0.63718
8 | 6 | 18 | 209.5 | 243.2 | 243.2 | 341.9 | 364 | 2024-08-06 18:00 | 0.62668 | 0.66231 | 0.66231 | 0.68724 | 0.70928
8 | 6 | 19 | 253.4 | 281.8 | 281.8 | 410.6 | 377 | 2024-08-06 19:00 | 0.758 | 0.76743 | 0.76743 | 0.82533 | 0.73461
8 | 6 | 20 | 253.2 | 288.1 | 288.1 | 408.1 | 356 | 2024-08-06 20:00 | 0.7574 | 0.78459 | 0.78459 | 0.8203 | 0.69369
8 | 6 | 21 | 233.7 | 286.9 | 286.9 | 403.1 | 341 | 2024-08-06 21:00 | 0.69907 | 0.78132 | 0.78132 | 0.81025 | 0.66446
8 | 6 | 22 | 234.1 | 274.9 | 274.9 | 374.3 | 44 | 2024-08-06 22:00 | 0.70027 | 0.74864 | 0.74864 | 0.75236 | 0.085737
8 | 6 | 23 | 205.1 | 248.9 | 248.9 | 326.8 | 250 | 2024-08-06 23:00 | 0.61352 | 0.67783 | 0.67783 | 0.65688 | 0.48714
8 | 7 | 0 | 202.6 | 223.7 | 223.7 | 314.8 | 254 | 2024-08-07 | 0.60604 | 0.6092 | 0.6092 | 0.63276 | 0.49493
8 | 7 | 1 | 186.7 | 224.4 | 224.4 | 296.8 | 249 | 2024-08-07 01:00 | 0.55848 | 0.61111 | 0.61111 | 0.59658 | 0.48519
8 | 7 | 2 | 183.7 | 211.6 | 211.6 | 286.8 | 245 | 2024-08-07 02:00 | 0.54951 | 0.57625 | 0.57625 | 0.57648 | 0.4774
8 | 7 | 3 | 180.7 | 207.9 | 207.9 | 281.8 | 240 | 2024-08-07 03:00 | 0.54053 | 0.56618 | 0.56618 | 0.56643 | 0.46765
8 | 7 | 4 | 178.7 | 205.1 | 205.1 | 205.8 | 232 | 2024-08-07 04:00 | 0.53455 | 0.55855 | 0.55855 | 0.41367 | 0.45207
8 | 7 | 5 | 189.5 | 209.8 | 209.8 | 269.8 | 238 | 2024-08-07 05:00 | 0.56686 | 0.57135 | 0.57135 | 0.54231 | 0.46376
8 | 7 | 6 | 200.7 | 223.1 | 223.1 | 284.8 | 250 | 2024-08-07 06:00 | 0.60036 | 0.60757 | 0.60757 | 0.57246 | 0.48714
8 | 7 | 7 | 205.2 | 228.6 | 228.6 | 305.8 | 247 | 2024-08-07 07:00 | 0.61382 | 0.62255 | 0.62255 | 0.61467 | 0.48129
8 | 7 | 8 | 204.5 | 236.9 | 236.9 | 308.8 | 262 | 2024-08-07 08:00 | 0.61173 | 0.64515 | 0.64515 | 0.6207 | 0.51052
8 | 7 | 9 | 198.3 | 220.7 | 220.7 | 301.8 | 316 | 2024-08-07 09:00 | 0.59318 | 0.60103 | 0.60103 | 0.60663 | 0.61574
8 | 7 | 10 | 196.2 | 214.7 | 214.7 | 302.8 | 315 | 2024-08-07 10:00 | 0.5869 | 0.58469 | 0.58469 | 0.60864 | 0.6138
8 | 7 | 11 | 197 | 166.7 | 166.7 | 302.8 | 282 | 2024-08-07 11:00 | 0.58929 | 0.45398 | 0.45398 | 0.60864 | 0.54949
8 | 7 | 12 | 188.7 | 183.7 | 183.7 | 305.8 | 289 | 2024-08-07 12:00 | 0.56446 | 0.50027 | 0.50027 | 0.61467 | 0.56313
8 | 7 | 13 | 175.3 | 205.7 | 205.7 | 314.8 | 280 | 2024-08-07 13:00 | 0.52438 | 0.56019 | 0.56019 | 0.63276 | 0.5456
8 | 7 | 14 | 178.3 | 226.7 | 226.7 | 294.8 | 274 | 2024-08-07 14:00 | 0.53335 | 0.61737 | 0.61737 | 0.59256 | 0.5339
8 | 7 | 15 | 189.3 | 212.9 | 212.9 | 321.8 | 283 | 2024-08-07 15:00 | 0.56626 | 0.57979 | 0.57979 | 0.64683 | 0.55144
8 | 7 | 16 | 196.7 | 216.1 | 216.1 | 305.3 | 306 | 2024-08-07 16:00 | 0.58839 | 0.58851 | 0.58851 | 0.61367 | 0.59626
8 | 7 | 17 | 206.7 | 211.1 | 211.1 | 316.8 | 318 | 2024-08-07 17:00 | 0.61831 | 0.57489 | 0.57489 | 0.63678 | 0.61964
8 | 7 | 18 | 221.7 | 231.9 | 231.9 | 347.3 | 319 | 2024-08-07 18:00 | 0.66318 | 0.63154 | 0.63154 | 0.69809 | 0.62159
8 | 7 | 19 | 264.7 | 277.7 | 277.7 | 381.3 | 352 | 2024-08-07 19:00 | 0.7918 | 0.75626 | 0.75626 | 0.76643 | 0.68589
8 | 7 | 20 | 267.5 | 278.7 | 278.7 | 403.3 | 350 | 2024-08-07 20:00 | 0.80018 | 0.75899 | 0.75899 | 0.81065 | 0.682
8 | 7 | 21 | 248.55 | 269.7 | 269.7 | 396.3 | 305 | 2024-08-07 21:00 | 0.74349 | 0.73448 | 0.73448 | 0.79658 | 0.59431
8 | 7 | 22 | 225.7 | 237.7 | 237.7 | 375.3 | 273 | 2024-08-07 22:00 | 0.67514 | 0.64733 | 0.64733 | 0.75437 | 0.53196
8 | 7 | 23 | 197.7 | 214.8 | 214.8 | 347.3 | 274 | 2024-08-07 23:00 | 0.59138 | 0.58497 | 0.58497 | 0.69809 | 0.5339
8 | 8 | 0 | 188.7 | 193.7 | 193.7 | 298.6 | 259 | 2024-08-08 | 0.56446 | 0.52751 | 0.52751 | 0.6002 | 0.50468
8 | 8 | 1 | 184.7 | 198.8 | 198.8 | 291.6 | 245 | 2024-08-08 01:00 | 0.5525 | 0.54139 | 0.54139 | 0.58613 | 0.4774
8 | 8 | 2 | 177.7 | 190.8 | 190.8 | 290.6 | 237 | 2024-08-08 02:00 | 0.53156 | 0.51961 | 0.51961 | 0.58412 | 0.46181
8 | 8 | 3 | 176.7 | 190.8 | 190.8 | 283.6 | 235 | 2024-08-08 03:00 | 0.52857 | 0.51961 | 0.51961 | 0.57005 | 0.45791
8 | 8 | 4 | 179.7 | 190.8 | 190.8 | 280.6 | 238 | 2024-08-08 04:00 | 0.53754 | 0.51961 | 0.51961 | 0.56402 | 0.46376
8 | 8 | 5 | 183.7 | 204.9 | 204.9 | 286.6 | 251 | 2024-08-08 05:00 | 0.54951 | 0.55801 | 0.55801 | 0.57608 | 0.48909
8 | 8 | 6 | 202.7 | 206.8 | 206.8 | 295.6 | 275 | 2024-08-08 06:00 | 0.60634 | 0.56318 | 0.56318 | 0.59417 | 0.53585
8 | 8 | 7 | 209.7 | 218.9 | 218.9 | 308.6 | 306 | 2024-08-08 07:00 | 0.62728 | 0.59613 | 0.59613 | 0.6203 | 0.59626
8 | 8 | 8 | 210.7 | 221.4 | 221.4 | 313.3 | 299 | 2024-08-08 08:00 | 0.63027 | 0.60294 | 0.60294 | 0.62975 | 0.58262
8 | 8 | 9 | 206.7 | 221.8 | 221.8 | 300.3 | 299 | 2024-08-08 09:00 | 0.61831 | 0.60403 | 0.60403 | 0.60362 | 0.58262
8 | 8 | 10 | 197.7 | 223.4 | 223.4 | 301.3 | 303 | 2024-08-08 10:00 | 0.59138 | 0.60839 | 0.60839 | 0.60563 | 0.59041
8 | 8 | 11 | 186.7 | 215 | 215 | 301.8 | 293 | 2024-08-08 11:00 | 0.55848 | 0.58551 | 0.58551 | 0.60663 | 0.57093
8 | 8 | 12 | 185.7 | 205.8 | 205.8 | 294.8 | 302 | 2024-08-08 12:00 | 0.55549 | 0.56046 | 0.56046 | 0.59256 | 0.58846
8 | 8 | 13 | 182.7 | 199.2 | 199.2 | 304.8 | 299 | 2024-08-08 13:00 | 0.54652 | 0.54248 | 0.54248 | 0.61266 | 0.58262
8 | 8 | 14 | 191.7 | 189 | 189 | 319.8 | 318 | 2024-08-08 14:00 | 0.57344 | 0.51471 | 0.51471 | 0.64281 | 0.61964
8 | 8 | 15 | 185.7 | 191.8 | 191.8 | 319.8 | 327 | 2024-08-08 15:00 | 0.55549 | 0.52233 | 0.52233 | 0.64281 | 0.63718
8 | 8 | 16 | 186.7 | 195.2 | 195.2 | 319.4 | 338 | 2024-08-08 16:00 | 0.55848 | 0.53159 | 0.53159 | 0.64201 | 0.65861
8 | 8 | 17 | 198.4 | 195.3 | 195.3 | 327.4 | 318 | 2024-08-08 17:00 | 0.59348 | 0.53186 | 0.53186 | 0.65809 | 0.61964
8 | 8 | 18 | 212.5 | 226.3 | 226.3 | 337.9 | 360 | 2024-08-08 18:00 | 0.63566 | 0.61629 | 0.61629 | 0.6792 | 0.70148
8 | 8 | 19 | 270.1 | 252.1 | 252.1 | 390.9 | 393 | 2024-08-08 19:00 | 0.80796 | 0.68655 | 0.68655 | 0.78573 | 0.76578
8 | 8 | 20 | 274.5 | 260 | 260 | 369.4 | 397 | 2024-08-08 20:00 | 0.82112 | 0.70806 | 0.70806 | 0.74251 | 0.77358
8 | 8 | 21 | 274.4 | 243.1 | 243.1 | 374.4 | 367 | 2024-08-08 21:00 | 0.82082 | 0.66204 | 0.66204 | 0.75256 | 0.71512
8 | 8 | 22 | 252.3 | 224.1 | 224.1 | 335.4 | 367 | 2024-08-08 22:00 | 0.75471 | 0.61029 | 0.61029 | 0.67417 | 0.71512
8 | 8 | 23 | 236 | 203.9 | 203.9 | 304.9 | 315 | 2024-08-08 23:00 | 0.70595 | 0.55528 | 0.55528 | 0.61286 | 0.6138
8 | 9 | 0 | 219.1 | 193 | 193 | 292.3 | 293 | 2024-08-09 | 0.6554 | 0.5256 | 0.5256 | 0.58754 | 0.57093
8 | 9 | 1 | 210.1 | 187.9 | 187.9 | 286.3 | 280 | 2024-08-09 01:00 | 0.62848 | 0.51171 | 0.51171 | 0.57548 | 0.5456
8 | 9 | 2 | 197 | 185 | 185 | 279.3 | 274 | 2024-08-09 02:00 | 0.58929 | 0.50381 | 0.50381 | 0.56141 | 0.5339
8 | 9 | 3 | 191 | 183.2 | 183.2 | 277.3 | 270 | 2024-08-09 03:00 | 0.57134 | 0.49891 | 0.49891 | 0.55739 | 0.52611
8 | 9 | 4 | 192.4 | 181.4 | 181.4 | 272.3 | 268 | 2024-08-09 04:00 | 0.57553 | 0.49401 | 0.49401 | 0.54734 | 0.52221
8 | 9 | 5 | 200.5 | 192.2 | 192.2 | 286.3 | 283 | 2024-08-09 05:00 | 0.59976 | 0.52342 | 0.52342 | 0.57548 | 0.55144
8 | 9 | 6 | 206.6 | 204.1 | 204.1 | 298.3 | 306 | 2024-08-09 06:00 | 0.61801 | 0.55583 | 0.55583 | 0.5996 | 0.59626
8 | 9 | 7 | 192.2 | 205.7 | 205.7 | 317.3 | 331 | 2024-08-09 07:00 | 0.57493 | 0.56019 | 0.56019 | 0.63779 | 0.64497
8 | 9 | 8 | 186.8 | 214.4 | 214.4 | 323.3 | 342 | 2024-08-09 08:00 | 0.55878 | 0.58388 | 0.58388 | 0.64985 | 0.66641
8 | 9 | 9 | 188.6 | 203.4 | 203.4 | 325 | 329 | 2024-08-09 09:00 | 0.56416 | 0.55392 | 0.55392 | 0.65327 | 0.64108
8 | 9 | 10 | 186.2 | 209.1 | 209.1 | 313 | 305 | 2024-08-09 10:00 | 0.55698 | 0.56944 | 0.56944 | 0.62915 | 0.59431
8 | 9 | 11 | 184.2 | 198.9 | 198.9 | 298.3 | 305 | 2024-08-09 11:00 | 0.551 | 0.54167 | 0.54167 | 0.5996 | 0.59431
8 | 9 | 12 | 176.2 | 200 | 200 | 286.3 | 295 | 2024-08-09 12:00 | 0.52707 | 0.54466 | 0.54466 | 0.57548 | 0.57482
8 | 9 | 13 | 162.3 | 209.5 | 209.5 | 290.4 | 298 | 2024-08-09 13:00 | 0.48549 | 0.57053 | 0.57053 | 0.58372 | 0.58067
8 | 9 | 14 | 167.9 | 210.8 | 210.8 | 288.5 | 291 | 2024-08-09 14:00 | 0.50224 | 0.57407 | 0.57407 | 0.5799 | 0.56703
8 | 9 | 15 | 186.2 | 208.8 | 208.8 | 300.5 | 317 | 2024-08-09 15:00 | 0.55698 | 0.56863 | 0.56863 | 0.60402 | 0.61769
8 | 9 | 16 | 196 | 205.1 | 205.1 | 293.35 | 331 | 2024-08-09 16:00 | 0.5863 | 0.55855 | 0.55855 | 0.58965 | 0.64497
8 | 9 | 17 | 198.2 | 214.9 | 214.9 | 343.2 | 342 | 2024-08-09 17:00 | 0.59288 | 0.58524 | 0.58524 | 0.68985 | 0.66641
8 | 9 | 18 | 218.4 | 242.8 | 242.8 | 344.6 | 364 | 2024-08-09 18:00 | 0.65331 | 0.66122 | 0.66122 | 0.69266 | 0.70928
8 | 9 | 19 | 244.9 | 280.5 | 280.5 | 402.6 | 325 | 2024-08-09 19:00 | 0.73258 | 0.76389 | 0.76389 | 0.80925 | 0.63328
8 | 9 | 20 | 240.2 | 283.1 | 283.1 | 403.4 | 321 | 2024-08-09 20:00 | 0.71852 | 0.77097 | 0.77097 | 0.81085 | 0.62549
8 | 9 | 21 | 239.1 | 278.5 | 278.5 | 392 | 300 | 2024-08-09 21:00 | 0.71523 | 0.75844 | 0.75844 | 0.78794 | 0.58457
8 | 9 | 22 | 216.6 | 267.1 | 267.1 | 361 | 297 | 2024-08-09 22:00 | 0.64792 | 0.7274 | 0.7274 | 0.72563 | 0.57872
8 | 9 | 23 | 197.3 | 233.2 | 233.2 | 347 | 226 | 2024-08-09 23:00 | 0.59019 | 0.63508 | 0.63508 | 0.69749 | 0.44037
8 | 10 | 0 | 188.2 | 211.6 | 211.6 | 313.5 | 289 | 2024-08-10 | 0.56297 | 0.57625 | 0.57625 | 0.63015 | 0.56313
8 | 10 | 1 | 179.2 | 202.1 | 202.1 | 300.5 | 285 | 2024-08-10 01:00 | 0.53605 | 0.55038 | 0.55038 | 0.60402 | 0.55534
8 | 10 | 2 | 177.1 | 203.1 | 203.1 | 299.5 | 270 | 2024-08-10 02:00 | 0.52976 | 0.5531 | 0.5531 | 0.60201 | 0.52611
8 | 10 | 3 | 175.6 | 196.3 | 196.3 | 287.5 | 269 | 2024-08-10 03:00 | 0.52528 | 0.53459 | 0.53459 | 0.57789 | 0.52416
8 | 10 | 4 | 175.9 | 198 | 198 | 282.5 | 266 | 2024-08-10 04:00 | 0.52617 | 0.53922 | 0.53922 | 0.56784 | 0.51832
8 | 10 | 5 | 186.2 | 198.2 | 198.2 | 296 | 284 | 2024-08-10 05:00 | 0.55698 | 0.53976 | 0.53976 | 0.59497 | 0.55339
8 | 10 | 6 | 190.5 | 210.6 | 210.6 | 309 | 306 | 2024-08-10 06:00 | 0.56985 | 0.57353 | 0.57353 | 0.62111 | 0.59626
8 | 10 | 7 | 201.7 | 220.9 | 220.9 | 288 | 329 | 2024-08-10 07:00 | 0.60335 | 0.60158 | 0.60158 | 0.57889 | 0.64108
8 | 10 | 8 | 204.7 | 226.3 | 226.3 | 302 | 339 | 2024-08-10 08:00 | 0.61232 | 0.61629 | 0.61629 | 0.60704 | 0.66056
8 | 10 | 9 | 210.1 | 217.8 | 217.8 | 309.9 | 340 | 2024-08-10 09:00 | 0.62848 | 0.59314 | 0.59314 | 0.62291 | 0.66251
8 | 10 | 10 | 208.9 | 214.5 | 214.5 | 307.9 | 333 | 2024-08-10 10:00 | 0.62489 | 0.58415 | 0.58415 | 0.61889 | 0.64887
8 | 10 | 11 | 204.9 | 210.4 | 210.4 | 305.9 | 341 | 2024-08-10 11:00 | 0.61292 | 0.57298 | 0.57298 | 0.61487 | 0.66446
8 | 10 | 12 | 200.9 | 207.3 | 207.3 | 308.9 | 346 | 2024-08-10 12:00 | 0.60096 | 0.56454 | 0.56454 | 0.6209 | 0.6742
8 | 10 | 13 | 199.9 | 200 | 200 | 306.5 | 339 | 2024-08-10 13:00 | 0.59797 | 0.54466 | 0.54466 | 0.61608 | 0.66056
8 | 10 | 14 | 197.9 | 199.4 | 199.4 | 298 | 321 | 2024-08-10 14:00 | 0.59198 | 0.54303 | 0.54303 | 0.59899 | 0.62549
8 | 10 | 15 | 189 | 199.2 | 199.2 | 292 | 345 | 2024-08-10 15:00 | 0.56536 | 0.54248 | 0.54248 | 0.58693 | 0.67225
8 | 10 | 16 | 202.4 | 214 | 214 | 313 | 346 | 2024-08-10 16:00 | 0.60544 | 0.58279 | 0.58279 | 0.62915 | 0.6742
8 | 10 | 17 | 207.8 | 224.9 | 224.9 | 330.7 | 294 | 2024-08-10 17:00 | 0.6216 | 0.61247 | 0.61247 | 0.66472 | 0.57288
8 | 10 | 18 | 229 | 245.2 | 245.2 | 340.9 | 352 | 2024-08-10 18:00 | 0.68501 | 0.66776 | 0.66776 | 0.68523 | 0.68589
8 | 10 | 19 | 265.3 | 275.8 | 275.8 | 399.65 | 391 | 2024-08-10 19:00 | 0.7936 | 0.75109 | 0.75109 | 0.80332 | 0.76189
8 | 10 | 20 | 256.5 | 290.6 | 290.6 | 399.7 | 377 | 2024-08-10 20:00 | 0.76727 | 0.79139 | 0.79139 | 0.80342 | 0.73461
8 | 10 | 21 | 254.5 | 284.6 | 284.6 | 385.95 | 385 | 2024-08-10 21:00 | 0.76129 | 0.77505 | 0.77505 | 0.77578 | 0.75019
8 | 10 | 22 | 248.9 | 264.2 | 264.2 | 366.25 | 346 | 2024-08-10 22:00 | 0.74454 | 0.7195 | 0.7195 | 0.73618 | 0.6742
8 | 10 | 23 | 224.2 | 236.4 | 236.4 | 355.3 | 323 | 2024-08-10 23:00 | 0.67066 | 0.64379 | 0.64379 | 0.71417 | 0.62938
8 | 11 | 0 | 196.5 | 205.3 | 205.3 | 338.95 | 306 | 2024-08-11 | 0.5878 | 0.5591 | 0.5591 | 0.68131 | 0.59626
8 | 11 | 1 | 198.3 | 210.9 | 210.9 | 307.95 | 295 | 2024-08-11 01:00 | 0.59318 | 0.57435 | 0.57435 | 0.61899 | 0.57482
8 | 11 | 2 | 191.8 | 202.6 | 202.6 | 296.95 | 289 | 2024-08-11 02:00 | 0.57374 | 0.55174 | 0.55174 | 0.59688 | 0.56313
8 | 11 | 3 | 189.1 | 203.9 | 203.9 | 290.95 | 270 | 2024-08-11 03:00 | 0.56566 | 0.55528 | 0.55528 | 0.58482 | 0.52611
8 | 11 | 4 | 192.8 | 200.9 | 200.9 | 290.95 | 253 | 2024-08-11 04:00 | 0.57673 | 0.54711 | 0.54711 | 0.58482 | 0.49299
8 | 11 | 5 | 191.8 | 205.8 | 205.8 | 299.95 | 251 | 2024-08-11 05:00 | 0.57374 | 0.56046 | 0.56046 | 0.60291 | 0.48909
8 | 11 | 6 | 209.3 | 214.2 | 214.2 | 309.95 | 289 | 2024-08-11 06:00 | 0.62608 | 0.58333 | 0.58333 | 0.62302 | 0.56313
8 | 11 | 7 | 212.5 | 218.2 | 218.2 | 329.15 | 307 | 2024-08-11 07:00 | 0.63566 | 0.59423 | 0.59423 | 0.66161 | 0.59821
8 | 11 | 8 | 211.7 | 217.6 | 217.6 | 329.8 | 299 | 2024-08-11 08:00 | 0.63326 | 0.59259 | 0.59259 | 0.66291 | 0.58262
8 | 11 | 9 | 198.9 | 183.2 | 183.2 | 316.25 | 313 | 2024-08-11 09:00 | 0.59497 | 0.49891 | 0.49891 | 0.63568 | 0.6099
8 | 11 | 10 | 195.4 | 200 | 200 | 312.3 | 310 | 2024-08-11 10:00 | 0.5845 | 0.54466 | 0.54466 | 0.62774 | 0.60405
8 | 11 | 11 | 188.4 | 201.9 | 201.9 | 310.15 | 295 | 2024-08-11 11:00 | 0.56357 | 0.54984 | 0.54984 | 0.62342 | 0.57482
8 | 11 | 12 | 193.5 | 201.4 | 201.4 | 313.15 | 317 | 2024-08-11 12:00 | 0.57882 | 0.54847 | 0.54847 | 0.62945 | 0.61769
8 | 11 | 13 | 184.9 | 192.3 | 192.3 | 308.85 | 284 | 2024-08-11 13:00 | 0.5531 | 0.52369 | 0.52369 | 0.6208 | 0.55339
8 | 11 | 14 | 170.1 | 197.8 | 197.8 | 304.85 | 292 | 2024-08-11 14:00 | 0.50882 | 0.53867 | 0.53867 | 0.61276 | 0.56898
8 | 11 | 15 | 170.6 | 209.8 | 209.8 | 320.05 | 332 | 2024-08-11 15:00 | 0.51032 | 0.57135 | 0.57135 | 0.64332 | 0.64692
8 | 11 | 16 | 179.2 | 209.6 | 209.6 | 252.05 | 325 | 2024-08-11 16:00 | 0.53605 | 0.57081 | 0.57081 | 0.50663 | 0.63328
8 | 11 | 17 | 197.4 | 212.6 | 212.6 | 322.85 | 339 | 2024-08-11 17:00 | 0.59049 | 0.57898 | 0.57898 | 0.64894 | 0.66056
8 | 11 | 18 | 219.2 | 227.8 | 227.8 | 381.35 | 361 | 2024-08-11 18:00 | 0.6557 | 0.62037 | 0.62037 | 0.76653 | 0.70343
8 | 11 | 19 | 270.2 | 286.5 | 286.5 | 407.05 | 404 | 2024-08-11 19:00 | 0.80826 | 0.78023 | 0.78023 | 0.81819 | 0.78722
8 | 11 | 20 | 277.3 | 299 | 299 | 390.95 | 391 | 2024-08-11 20:00 | 0.82949 | 0.81427 | 0.81427 | 0.78583 | 0.76189
8 | 11 | 21 | 273.4 | 269.1 | 269.1 | 375.95 | 360 | 2024-08-11 21:00 | 0.81783 | 0.73284 | 0.73284 | 0.75568 | 0.70148
8 | 11 | 22 | 250.4 | 285.7 | 285.7 | 358.2 | 336 | 2024-08-11 22:00 | 0.74903 | 0.77805 | 0.77805 | 0.72 | 0.65472
8 | 11 | 23 | 256.2 | 262.2 | 262.2 | 337.9 | 307 | 2024-08-11 23:00 | 0.76638 | 0.71405 | 0.71405 | 0.6792 | 0.59821
8 | 12 | 0 | 216.4 | 230.7 | 230.7 | 304.1 | 295 | 2024-08-12 | 0.64732 | 0.62827 | 0.62827 | 0.61126 | 0.57482
8 | 12 | 1 | 206.2 | 226.5 | 226.5 | 295.8 | 286 | 2024-08-12 01:00 | 0.61681 | 0.61683 | 0.61683 | 0.59457 | 0.55729
8 | 12 | 2 | 201.9 | 217.2 | 217.2 | 286.7 | 270 | 2024-08-12 02:00 | 0.60395 | 0.5915 | 0.5915 | 0.57628 | 0.52611
8 | 12 | 3 | 198.4 | 205.3 | 205.3 | 286.25 | 267 | 2024-08-12 03:00 | 0.59348 | 0.5591 | 0.5591 | 0.57538 | 0.52027
8 | 12 | 4 | 195.1 | 199.7 | 199.7 | 281.45 | 269 | 2024-08-12 04:00 | 0.58361 | 0.54385 | 0.54385 | 0.56573 | 0.52416
8 | 12 | 5 | 204.5 | 48.4 | 48.4 | 294.5 | 286 | 2024-08-12 05:00 | 0.61173 | 0.13181 | 0.13181 | 0.59196 | 0.55729
8 | 12 | 6 | 213 | 155.2 | 155.2 | 312.5 | 311 | 2024-08-12 06:00 | 0.63715 | 0.42266 | 0.42266 | 0.62814 | 0.606
8 | 12 | 7 | 213.5 | 198.9 | 198.9 | 313.3 | 330 | 2024-08-12 07:00 | 0.63865 | 0.54167 | 0.54167 | 0.62975 | 0.64302
8 | 12 | 8 | 210.7 | 168.3 | 168.3 | 300.5 | 334 | 2024-08-12 08:00 | 0.63027 | 0.45833 | 0.45833 | 0.60402 | 0.65082
8 | 12 | 9 | 224.7 | 207.9 | 207.9 | 298.4 | 336 | 2024-08-12 09:00 | 0.67215 | 0.56618 | 0.56618 | 0.5998 | 0.65472
8 | 12 | 10 | 201.4 | 194.9 | 194.9 | 306.25 | 326 | 2024-08-12 10:00 | 0.60245 | 0.53077 | 0.53077 | 0.61558 | 0.63523
8 | 12 | 11 | 185.4 | 164.1 | 164.1 | 312.3 | 332 | 2024-08-12 11:00 | 0.55459 | 0.4469 | 0.4469 | 0.62774 | 0.64692
8 | 12 | 12 | 189.5 | 104.4 | 104.4 | 317.3 | 339 | 2024-08-12 12:00 | 0.56686 | 0.28431 | 0.28431 | 0.63779 | 0.66056
8 | 12 | 13 | 188.3 | 193.5 | 193.5 | 309.65 | 345 | 2024-08-12 13:00 | 0.56327 | 0.52696 | 0.52696 | 0.62241 | 0.67225
8 | 12 | 14 | 184.1 | 179.3 | 179.3 | 316.65 | 335 | 2024-08-12 14:00 | 0.5507 | 0.48829 | 0.48829 | 0.63648 | 0.65277
8 | 12 | 15 | 195.2 | 151.8 | 151.8 | 332.4 | 325 | 2024-08-12 15:00 | 0.58391 | 0.4134 | 0.4134 | 0.66814 | 0.63328
8 | 12 | 16 | 203.3 | 174.7 | 174.7 | 327.7 | 320 | 2024-08-12 16:00 | 0.60814 | 0.47576 | 0.47576 | 0.65869 | 0.62354
8 | 12 | 17 | 211.5 | 190.1 | 190.1 | 350.1 | 329 | 2024-08-12 17:00 | 0.63267 | 0.5177 | 0.5177 | 0.70372 | 0.64108
8 | 12 | 18 | 226.3 | 209.2 | 209.2 | 392.6 | 335 | 2024-08-12 18:00 | 0.67694 | 0.56972 | 0.56972 | 0.78915 | 0.65277
8 | 12 | 19 | 217.4 | 242 | 242 | 421.5 | 378 | 2024-08-12 19:00 | 0.65031 | 0.65904 | 0.65904 | 0.84724 | 0.73655
8 | 12 | 20 | 264.3 | 250.2 | 250.2 | 404.7 | 384 | 2024-08-12 20:00 | 0.79061 | 0.68137 | 0.68137 | 0.81347 | 0.74825
8 | 12 | 21 | 267.3 | 242.3 | 242.3 | 400.7 | 374 | 2024-08-12 21:00 | 0.79958 | 0.65986 | 0.65986 | 0.80543 | 0.72876
8 | 12 | 22 | 256.5 | 221.3 | 221.3 | 379.8 | 356 | 2024-08-12 22:00 | 0.76727 | 0.60267 | 0.60267 | 0.76342 | 0.69369
8 | 12 | 23 | 237.3 | 209.7 | 209.7 | 329 | 327 | 2024-08-12 23:00 | 0.70984 | 0.57108 | 0.57108 | 0.66131 | 0.63718
8 | 13 | 0 | 210.5 | 189.7 | 189.7 | 301.4 | 311 | 2024-08-13 | 0.62967 | 0.51661 | 0.51661 | 0.60583 | 0.606
8 | 13 | 1 | 192.2 | 184.5 | 184.5 | 298.3 | 300 | 2024-08-13 01:00 | 0.57493 | 0.50245 | 0.50245 | 0.5996 | 0.58457
8 | 13 | 2 | 194.2 | 174.7 | 174.7 | 301.3 | 292 | 2024-08-13 02:00 | 0.58092 | 0.47576 | 0.47576 | 0.60563 | 0.56898
8 | 13 | 3 | 191.5 | 176.4 | 176.4 | 289.3 | 280 | 2024-08-13 03:00 | 0.57284 | 0.48039 | 0.48039 | 0.58151 | 0.5456
8 | 13 | 4 | 190.5 | 177.4 | 177.4 | 259.3 | 276 | 2024-08-13 04:00 | 0.56985 | 0.48312 | 0.48312 | 0.52121 | 0.5378
8 | 13 | 5 | 194.6 | 174.7 | 174.7 | 267.1 | 283 | 2024-08-13 05:00 | 0.58211 | 0.47576 | 0.47576 | 0.53688 | 0.55144
8 | 13 | 6 | 202.4 | 191.7 | 191.7 | 280.1 | 301 | 2024-08-13 06:00 | 0.60544 | 0.52206 | 0.52206 | 0.56302 | 0.58652
8 | 13 | 7 | 198 | 200.6 | 200.6 | 307.9 | 333 | 2024-08-13 07:00 | 0.59228 | 0.5463 | 0.5463 | 0.61889 | 0.64887
8 | 13 | 8 | 192.4 | 213.5 | 213.5 | 324.6 | 340 | 2024-08-13 08:00 | 0.57553 | 0.58143 | 0.58143 | 0.65246 | 0.66251
8 | 13 | 9 | 192.3 | 217.5 | 217.5 | 316.2 | 332 | 2024-08-13 09:00 | 0.57523 | 0.59232 | 0.59232 | 0.63558 | 0.64692
8 | 13 | 10 | 143.3 | 214.8 | 214.8 | 309.4 | 336 | 2024-08-13 10:00 | 0.42866 | 0.58497 | 0.58497 | 0.62191 | 0.65472
8 | 13 | 11 | 148.2 | 207.4 | 207.4 | 298.6 | 333 | 2024-08-13 11:00 | 0.44331 | 0.56481 | 0.56481 | 0.6002 | 0.64887
8 | 13 | 12 | 168.4 | 198.3 | 198.3 | 305.6 | 331 | 2024-08-13 12:00 | 0.50374 | 0.54003 | 0.54003 | 0.61427 | 0.64497
8 | 13 | 13 | 166.9 | 191.6 | 191.6 | 305.6 | 325 | 2024-08-13 13:00 | 0.49925 | 0.52179 | 0.52179 | 0.61427 | 0.63328
8 | 13 | 14 | 191 | 189.7 | 189.7 | 293.6 | 316 | 2024-08-13 14:00 | 0.57134 | 0.51661 | 0.51661 | 0.59015 | 0.61574
8 | 13 | 15 | 199.4 | 193.2 | 193.2 | 294.6 | 305 | 2024-08-13 15:00 | 0.59647 | 0.52614 | 0.52614 | 0.59216 | 0.59431
8 | 13 | 16 | 201.3 | 196.8 | 196.8 | 302.5 | 319 | 2024-08-13 16:00 | 0.60215 | 0.53595 | 0.53595 | 0.60804 | 0.62159
8 | 13 | 17 | 213.8 | 205.6 | 205.6 | 303.8 | 341 | 2024-08-13 17:00 | 0.63955 | 0.55991 | 0.55991 | 0.61065 | 0.66446
8 | 13 | 18 | 231 | 221.7 | 221.7 | 308.35 | 347 | 2024-08-13 18:00 | 0.691 | 0.60376 | 0.60376 | 0.6198 | 0.67615
8 | 13 | 19 | 275.2 | 285.3 | 285.3 | 381.65 | 384 | 2024-08-13 19:00 | 0.82321 | 0.77696 | 0.77696 | 0.76714 | 0.74825
8 | 13 | 20 | 276 | 279.5 | 279.5 | 388.17 | 367 | 2024-08-13 20:00 | 0.82561 | 0.76117 | 0.76117 | 0.78024 | 0.71512
8 | 13 | 21 | 276.4 | 282.3 | 282.3 | 377.85 | 355 | 2024-08-13 21:00 | 0.8268 | 0.76879 | 0.76879 | 0.7595 | 0.69174
8 | 13 | 22 | 256.5 | 266.2 | 266.2 | 345 | 333 | 2024-08-13 22:00 | 0.76727 | 0.72495 | 0.72495 | 0.69347 | 0.64887
8 | 13 | 23 | 234.8 | 222.2 | 222.2 | 336.85 | 290 | 2024-08-13 23:00 | 0.70236 | 0.60512 | 0.60512 | 0.67709 | 0.56508
8 | 14 | 0 | 205.8 | 205.7 | 205.7 | 283.3 | 312 | 2024-08-14 | 0.61561 | 0.56019 | 0.56019 | 0.56945 | 0.60795
8 | 14 | 1 | 200.8 | 199.1 | 199.1 | 281.3 | 296 | 2024-08-14 01:00 | 0.60066 | 0.54221 | 0.54221 | 0.56543 | 0.57677
8 | 14 | 2 | 198.3 | 191.9 | 191.9 | 274.3 | 258 | 2024-08-14 02:00 | 0.59318 | 0.5226 | 0.5226 | 0.55136 | 0.50273
8 | 14 | 3 | 191.6 | 189.9 | 189.9 | 264.3 | 247 | 2024-08-14 03:00 | 0.57314 | 0.51716 | 0.51716 | 0.53126 | 0.48129
8 | 14 | 4 | 196 | 190.9 | 190.9 | 263.3 | 240 | 2024-08-14 04:00 | 0.5863 | 0.51988 | 0.51988 | 0.52925 | 0.46765
8 | 14 | 5 | 201 | 200.6 | 200.6 | 271.25 | 256 | 2024-08-14 05:00 | 0.60126 | 0.5463 | 0.5463 | 0.54523 | 0.49883
8 | 14 | 6 | 208.2 | 216.9 | 216.9 | 279.05 | 267 | 2024-08-14 06:00 | 0.62279 | 0.59069 | 0.59069 | 0.5609 | 0.52027
8 | 14 | 7 | 211.3 | 222 | 222 | 304 | 282 | 2024-08-14 07:00 | 0.63207 | 0.60458 | 0.60458 | 0.61106 | 0.54949
8 | 14 | 8 | 210.5 | 223.2 | 223.2 | 307.7 | 279 | 2024-08-14 08:00 | 0.62967 | 0.60784 | 0.60784 | 0.61849 | 0.54365
8 | 14 | 9 | 206.4 | 219.4 | 219.4 | 298.85 | 290 | 2024-08-14 09:00 | 0.61741 | 0.59749 | 0.59749 | 0.6007 | 0.56508
8 | 14 | 10 | 200.5 | 213.45 | 213.45 | 309.85 | 282 | 2024-08-14 10:00 | 0.59976 | 0.58129 | 0.58129 | 0.62281 | 0.54949
8 | 14 | 11 | 197.4 | 208.55 | 208.55 | 307.9 | 274 | 2024-08-14 11:00 | 0.59049 | 0.56795 | 0.56795 | 0.61889 | 0.5339
8 | 14 | 12 | 189.3 | 204.1 | 204.1 | 302.9 | 281 | 2024-08-14 12:00 | 0.56626 | 0.55583 | 0.55583 | 0.60884 | 0.54754
8 | 14 | 13 | 189.2 | 210.8 | 210.8 | 297.1 | 276 | 2024-08-14 13:00 | 0.56596 | 0.57407 | 0.57407 | 0.59719 | 0.5378
8 | 14 | 14 | 202.1 | 210.3 | 210.3 | 293.1 | 261 | 2024-08-14 14:00 | 0.60455 | 0.57271 | 0.57271 | 0.58915 | 0.50857
8 | 14 | 15 | 197.2 | 205.9 | 205.9 | 269.2 | 267 | 2024-08-14 15:00 | 0.58989 | 0.56073 | 0.56073 | 0.54111 | 0.52027
8 | 14 | 16 | 206.2 | 210.5 | 210.5 | 265.2 | 279 | 2024-08-14 16:00 | 0.61681 | 0.57326 | 0.57326 | 0.53307 | 0.54365
8 | 14 | 17 | 212.7 | 216.5 | 216.5 | 316.8 | 292 | 2024-08-14 17:00 | 0.63625 | 0.5896 | 0.5896 | 0.63678 | 0.56898
8 | 14 | 18 | 237.4 | 234.4 | 234.4 | 357.8 | 302 | 2024-08-14 18:00 | 0.71014 | 0.63834 | 0.63834 | 0.7192 | 0.58846
8 | 14 | 19 | 275.5 | 285.4 | 285.4 | 400.2 | 342 | 2024-08-14 19:00 | 0.82411 | 0.77723 | 0.77723 | 0.80442 | 0.66641
8 | 14 | 20 | 285.2 | 292.3 | 292.3 | 403.2 | 331 | 2024-08-14 20:00 | 0.85313 | 0.79602 | 0.79602 | 0.81045 | 0.64497
8 | 14 | 21 | 262.8 | 288 | 288 | 369 | 303 | 2024-08-14 21:00 | 0.78612 | 0.78431 | 0.78431 | 0.74171 | 0.59041
8 | 14 | 22 | 264.4 | 278.1 | 278.1 | 366.5 | 282 | 2024-08-14 22:00 | 0.79091 | 0.75735 | 0.75735 | 0.73668 | 0.54949
8 | 14 | 23 | 246.8 | 233 | 233 | 348 | 254 | 2024-08-14 23:00 | 0.73826 | 0.63453 | 0.63453 | 0.6995 | 0.49493
8 | 15 | 0 | 215.6 | 225.1 | 225.1 | 290.2 | 252 | 2024-08-15 | 0.64493 | 0.61302 | 0.61302 | 0.58332 | 0.49104
8 | 15 | 1 | 210 | 215.9 | 215.9 | 279.2 | 245 | 2024-08-15 01:00 | 0.62818 | 0.58796 | 0.58796 | 0.56121 | 0.4774
8 | 15 | 2 | 185.8 | 206.9 | 206.9 | 267.2 | 224 | 2024-08-15 02:00 | 0.55579 | 0.56345 | 0.56345 | 0.53709 | 0.43648
8 | 15 | 3 | 189.8 | 201.5 | 201.5 | 260.2 | 219 | 2024-08-15 03:00 | 0.56775 | 0.54875 | 0.54875 | 0.52302 | 0.42673
8 | 15 | 4 | 190.4 | 202 | 202 | 258.2 | 219 | 2024-08-15 04:00 | 0.56955 | 0.55011 | 0.55011 | 0.51899 | 0.42673
8 | 15 | 5 | 181.7 | 210.9 | 210.9 | 267.2 | 236 | 2024-08-15 05:00 | 0.54352 | 0.57435 | 0.57435 | 0.53709 | 0.45986
8 | 15 | 6 | 193.8 | 210.6 | 210.6 | 280.2 | 254 | 2024-08-15 06:00 | 0.57972 | 0.57353 | 0.57353 | 0.56322 | 0.49493
8 | 15 | 7 | 202.9 | 225 | 225 | 275.8 | 285 | 2024-08-15 07:00 | 0.60694 | 0.61275 | 0.61275 | 0.55437 | 0.55534
8 | 15 | 8 | 200.2 | 219.2 | 219.2 | 276.4 | 288 | 2024-08-15 08:00 | 0.59886 | 0.59695 | 0.59695 | 0.55558 | 0.56118
8 | 15 | 9 | 193 | 200.4 | 200.4 | 297.3 | 289 | 2024-08-15 09:00 | 0.57733 | 0.54575 | 0.54575 | 0.59759 | 0.56313
8 | 15 | 10 | 187.7 | 203.4 | 203.4 | 303.8 | 285 | 2024-08-15 10:00 | 0.56147 | 0.55392 | 0.55392 | 0.61065 | 0.55534
8 | 15 | 11 | 180.1 | 189.7 | 189.7 | 244.8 | 290 | 2024-08-15 11:00 | 0.53874 | 0.51661 | 0.51661 | 0.49206 | 0.56508
8 | 15 | 12 | 180.9 | 199.7 | 199.7 | 229.8 | 289 | 2024-08-15 12:00 | 0.54113 | 0.54385 | 0.54385 | 0.46191 | 0.56313
8 | 15 | 13 | 178.5 | 202.2 | 202.2 | 225.8 | 300 | 2024-08-15 13:00 | 0.53395 | 0.55065 | 0.55065 | 0.45387 | 0.58457
8 | 15 | 14 | 191.7 | 215.7 | 215.7 | 222.8 | 293 | 2024-08-15 14:00 | 0.57344 | 0.58742 | 0.58742 | 0.44784 | 0.57093
8 | 15 | 15 | 22.3 | 218.6 | 218.6 | 224.8 | 283 | 2024-08-15 15:00 | 0.066707 | 0.59532 | 0.59532 | 0.45186 | 0.55144
8 | 15 | 16 | 45.5 | 203.3 | 203.3 | 260.7 | 307 | 2024-08-15 16:00 | 0.13611 | 0.55365 | 0.55365 | 0.52402 | 0.59821
8 | 15 | 17 | 110.6 | 224.2 | 224.2 | 293.7 | 301 | 2024-08-15 17:00 | 0.33084 | 0.61057 | 0.61057 | 0.59035 | 0.58652
8 | 15 | 18 | 198.2 | 250.2 | 250.2 | 315.75 | 366 | 2024-08-15 18:00 | 0.59288 | 0.68137 | 0.68137 | 0.63467 | 0.71317
8 | 15 | 19 | 248.1 | 295.3 | 295.3 | 335.6 | 312 | 2024-08-15 19:00 | 0.74215 | 0.80419 | 0.80419 | 0.67457 | 0.60795
8 | 15 | 20 | 242.6 | 293.4 | 293.4 | 335.6 | 261 | 2024-08-15 20:00 | 0.7257 | 0.79902 | 0.79902 | 0.67457 | 0.50857
8 | 15 | 21 | 241.5 | 289.4 | 289.4 | 328.6 | 269 | 2024-08-15 21:00 | 0.72241 | 0.78813 | 0.78813 | 0.6605 | 0.52416
8 | 15 | 22 | 223.5 | 275.3 | 275.3 | 286.6 | 262 | 2024-08-15 22:00 | 0.66856 | 0.74973 | 0.74973 | 0.57608 | 0.51052
8 | 15 | 23 | 213.3 | 241.7 | 241.7 | 285.6 | 260 | 2024-08-15 23:00 | 0.63805 | 0.65822 | 0.65822 | 0.57407 | 0.50663
8 | 16 | 0 | 187.2 | 225.9 | 225.9 | 246.6 | 254 | 2024-08-16 | 0.55998 | 0.6152 | 0.6152 | 0.49568 | 0.49493
8 | 16 | 1 | 188.1 | 213.9 | 213.9 | 223.6 | 244 | 2024-08-16 01:00 | 0.56267 | 0.58252 | 0.58252 | 0.44945 | 0.47545
8 | 16 | 2 | 185.1 | 209.9 | 209.9 | 235.6 | 237 | 2024-08-16 02:00 | 0.55369 | 0.57162 | 0.57162 | 0.47357 | 0.46181
8 | 16 | 3 | 181.1 | 204.7 | 204.7 | 226.6 | 231 | 2024-08-16 03:00 | 0.54173 | 0.55746 | 0.55746 | 0.45548 | 0.45012
8 | 16 | 4 | 184 | 203.5 | 203.5 | 237.6 | 229 | 2024-08-16 04:00 | 0.5504 | 0.55419 | 0.55419 | 0.47759 | 0.44622
8 | 16 | 5 | 193.2 | 213.5 | 213.5 | 245.6 | 244 | 2024-08-16 05:00 | 0.57792 | 0.58143 | 0.58143 | 0.49367 | 0.47545
8 | 16 | 6 | 205.3 | 219 | 219 | 249.6 | 263 | 2024-08-16 06:00 | 0.61412 | 0.59641 | 0.59641 | 0.50171 | 0.51247
8 | 16 | 7 | 211.7 | 219.6 | 219.6 | 285.7 | 297 | 2024-08-16 07:00 | 0.63326 | 0.59804 | 0.59804 | 0.57427 | 0.57872
8 | 16 | 8 | 197.7 | 226.2 | 226.2 | 301.7 | 308 | 2024-08-16 08:00 | 0.59138 | 0.61601 | 0.61601 | 0.60643 | 0.60016
8 | 16 | 9 | 195.8 | 223.2 | 223.2 | 291.7 | 307 | 2024-08-16 09:00 | 0.5857 | 0.60784 | 0.60784 | 0.58633 | 0.59821
8 | 16 | 10 | 202.7 | 215.4 | 215.4 | 272.7 | 303 | 2024-08-16 10:00 | 0.60634 | 0.5866 | 0.5866 | 0.54814 | 0.59041
8 | 16 | 11 | 192.9 | 211.9 | 211.9 | 281.2 | 284 | 2024-08-16 11:00 | 0.57703 | 0.57707 | 0.57707 | 0.56523 | 0.55339
8 | 16 | 12 | 194.1 | 206.5 | 206.5 | 277.2 | 296 | 2024-08-16 12:00 | 0.58062 | 0.56236 | 0.56236 | 0.55719 | 0.57677
8 | 16 | 13 | 182.9 | 209.5 | 209.5 | 283.2 | 295 | 2024-08-16 13:00 | 0.54711 | 0.57053 | 0.57053 | 0.56925 | 0.57482
8 | 16 | 14 | 193.8 | 214 | 214 | 280.2 | 283 | 2024-08-16 14:00 | 0.57972 | 0.58279 | 0.58279 | 0.56322 | 0.55144
8 | 16 | 15 | 195.2 | 212 | 212 | 285.2 | 285 | 2024-08-16 15:00 | 0.58391 | 0.57734 | 0.57734 | 0.57327 | 0.55534
8 | 16 | 16 | 178.4 | 181.2 | 181.2 | 285.2 | 298 | 2024-08-16 16:00 | 0.53365 | 0.49346 | 0.49346 | 0.57327 | 0.58067
8 | 16 | 17 | 189 | 215.9 | 215.9 | 286 | 298 | 2024-08-16 17:00 | 0.56536 | 0.58796 | 0.58796 | 0.57487 | 0.58067
8 | 16 | 18 | 245.1 | 245.9 | 245.9 | 320.9 | 341 | 2024-08-16 18:00 | 0.73317 | 0.66966 | 0.66966 | 0.64503 | 0.66446
8 | 16 | 19 | 279.6 | 294.8 | 294.8 | 361.9 | 369 | 2024-08-16 19:00 | 0.83637 | 0.80283 | 0.80283 | 0.72744 | 0.71902
8 | 16 | 20 | 275.5 | 304.5 | 304.5 | 364.4 | 372 | 2024-08-16 20:00 | 0.82411 | 0.82925 | 0.82925 | 0.73246 | 0.72486
8 | 16 | 21 | 264.6 | 302.1 | 302.1 | 355.6 | 372 | 2024-08-16 21:00 | 0.7915 | 0.82271 | 0.82271 | 0.71477 | 0.72486
8 | 16 | 22 | 252.5 | 286.9 | 286.9 | 326.3 | 317 | 2024-08-16 22:00 | 0.75531 | 0.78132 | 0.78132 | 0.65588 | 0.61769
8 | 16 | 23 | 230.2 | 254.2 | 254.2 | 296.3 | 297 | 2024-08-16 23:00 | 0.6886 | 0.69227 | 0.69227 | 0.59558 | 0.57872
8 | 17 | 0 | 199.3 | 236 | 236 | 270.2 | 279 | 2024-08-17 | 0.59617 | 0.6427 | 0.6427 | 0.54312 | 0.54365
8 | 17 | 1 | 191.3 | 226.6 | 226.6 | 266.2 | 266 | 2024-08-17 01:00 | 0.57224 | 0.6171 | 0.6171 | 0.53508 | 0.51832
8 | 17 | 2 | 192.2 | 228.8 | 228.8 | 261.2 | 253 | 2024-08-17 02:00 | 0.57493 | 0.62309 | 0.62309 | 0.52503 | 0.49299
8 | 17 | 3 | 190.2 | 223.6 | 223.6 | 255.2 | 253 | 2024-08-17 03:00 | 0.56895 | 0.60893 | 0.60893 | 0.51296 | 0.49299
8 | 17 | 4 | 187.3 | 216.7 | 216.7 | 253.2 | 254 | 2024-08-17 04:00 | 0.56028 | 0.59014 | 0.59014 | 0.50894 | 0.49493
8 | 17 | 5 | 193.6 | 221.2 | 221.2 | 257.2 | 262 | 2024-08-17 05:00 | 0.57912 | 0.6024 | 0.6024 | 0.51698 | 0.51052
8 | 17 | 6 | 208.6 | 232.6 | 232.6 | 274.2 | 279 | 2024-08-17 06:00 | 0.62399 | 0.63344 | 0.63344 | 0.55116 | 0.54365
8 | 17 | 7 | 215.5 | 231.6 | 231.6 | 285.85 | 297 | 2024-08-17 07:00 | 0.64463 | 0.63072 | 0.63072 | 0.57457 | 0.57872
8 | 17 | 8 | 214.3 | 235.2 | 235.2 | 276 | 312 | 2024-08-17 08:00 | 0.64104 | 0.64052 | 0.64052 | 0.55477 | 0.60795
8 | 17 | 9 | 206.5 | 235.7 | 235.7 | 284 | 330 | 2024-08-17 09:00 | 0.61771 | 0.64188 | 0.64188 | 0.57085 | 0.64302
8 | 17 | 10 | 203.5 | 225.6 | 225.6 | 290.95 | 320 | 2024-08-17 10:00 | 0.60873 | 0.61438 | 0.61438 | 0.58482 | 0.62354
8 | 17 | 11 | 183.7 | 223.9 | 223.9 | 290.95 | 320 | 2024-08-17 11:00 | 0.54951 | 0.60975 | 0.60975 | 0.58482 | 0.62354
8 | 17 | 12 | 181.4 | 221.4 | 221.4 | 290.95 | 315 | 2024-08-17 12:00 | 0.54263 | 0.60294 | 0.60294 | 0.58482 | 0.6138
8 | 17 | 13 | 182.6 | 221.9 | 221.9 | 278.9 | 301 | 2024-08-17 13:00 | 0.54622 | 0.6043 | 0.6043 | 0.5606 | 0.58652
8 | 17 | 14 | 187.6 | 211.7 | 211.7 | 279.95 | 282 | 2024-08-17 14:00 | 0.56117 | 0.57653 | 0.57653 | 0.56271 | 0.54949
8 | 17 | 15 | 195.6 | 202.8 | 202.8 | 291.95 | 300 | 2024-08-17 15:00 | 0.5851 | 0.55229 | 0.55229 | 0.58683 | 0.58457
8 | 17 | 16 | 189.3 | 211.5 | 211.5 | 293.2 | 298 | 2024-08-17 16:00 | 0.56626 | 0.57598 | 0.57598 | 0.58935 | 0.58067
8 | 17 | 17 | 180.8 | 232.25 | 232.25 | 318.35 | 305 | 2024-08-17 17:00 | 0.54083 | 0.63249 | 0.63249 | 0.6399 | 0.59431
8 | 17 | 18 | 217.4 | 208.3 | 208.3 | 305.8 | 331 | 2024-08-17 18:00 | 0.65031 | 0.56727 | 0.56727 | 0.61467 | 0.64497
8 | 17 | 19 | 270 | 273 | 273 | 384.8 | 387 | 2024-08-17 19:00 | 0.80766 | 0.74346 | 0.74346 | 0.77347 | 0.75409
8 | 17 | 20 | 272.6 | 293.6 | 293.6 | 369.8 | 373 | 2024-08-17 20:00 | 0.81544 | 0.79956 | 0.79956 | 0.74332 | 0.72681
8 | 17 | 21 | 275.7 | 290.8 | 290.8 | 369.1 | 350 | 2024-08-17 21:00 | 0.82471 | 0.79194 | 0.79194 | 0.74191 | 0.682
8 | 17 | 22 | 252.8 | 278.3 | 278.3 | 326.1 | 310 | 2024-08-17 22:00 | 0.75621 | 0.7579 | 0.7579 | 0.65548 | 0.60405
8 | 17 | 23 | 225.7 | 254.5 | 254.5 | 309.6 | 280 | 2024-08-17 23:00 | 0.67514 | 0.69308 | 0.69308 | 0.62231 | 0.5456
8 | 18 | 0 | 209.2 | 248.6 | 248.6 | 283.3 | 265 | 2024-08-18 | 0.62579 | 0.67702 | 0.67702 | 0.56945 | 0.51637
8 | 18 | 1 | 204 | 233.9 | 233.9 | 276.3 | 251 | 2024-08-18 01:00 | 0.61023 | 0.63698 | 0.63698 | 0.55538 | 0.48909
8 | 18 | 2 | 201 | 228.7 | 228.7 | 267.3 | 245 | 2024-08-18 02:00 | 0.60126 | 0.62282 | 0.62282 | 0.53729 | 0.4774
8 | 18 | 3 | 197.1 | 225.9 | 225.9 | 257.3 | 239 | 2024-08-18 03:00 | 0.58959 | 0.6152 | 0.6152 | 0.51719 | 0.46571
8 | 18 | 4 | 196.3 | 222.7 | 222.7 | 255.3 | 239 | 2024-08-18 04:00 | 0.5872 | 0.60648 | 0.60648 | 0.51317 | 0.46571
8 | 18 | 5 | 201 | 226.9 | 226.9 | 267.3 | 253 | 2024-08-18 05:00 | 0.60126 | 0.61792 | 0.61792 | 0.53729 | 0.49299
8 | 18 | 6 | 213.9 | 234.9 | 234.9 | 281.3 | 268 | 2024-08-18 06:00 | 0.63984 | 0.63971 | 0.63971 | 0.56543 | 0.52221
8 | 18 | 7 | 221.1 | 236.7 | 236.7 | 309.2 | 302 | 2024-08-18 07:00 | 0.66138 | 0.64461 | 0.64461 | 0.62151 | 0.58846
8 | 18 | 8 | 219 | 234.5 | 234.5 | 321.3 | 315 | 2024-08-18 08:00 | 0.6551 | 0.63862 | 0.63862 | 0.64583 | 0.6138
8 | 18 | 9 | 215.8 | 230.2 | 230.2 | 315.3 | 308 | 2024-08-18 09:00 | 0.64553 | 0.62691 | 0.62691 | 0.63377 | 0.60016
8 | 18 | 10 | 196.5 | 217.7 | 217.7 | 293.3 | 299 | 2024-08-18 10:00 | 0.5878 | 0.59286 | 0.59286 | 0.58955 | 0.58262
8 | 18 | 11 | 198.5 | 212.7 | 212.7 | 302.3 | 306 | 2024-08-18 11:00 | 0.59378 | 0.57925 | 0.57925 | 0.60764 | 0.59626
8 | 18 | 12 | 202.5 | 208.3 | 208.3 | 297.25 | 292 | 2024-08-18 12:00 | 0.60574 | 0.56727 | 0.56727 | 0.59749 | 0.56898
8 | 18 | 13 | 194.7 | 164.1 | 164.1 | 290.25 | 294 | 2024-08-18 13:00 | 0.58241 | 0.4469 | 0.4469 | 0.58342 | 0.57288
8 | 18 | 14 | 198.4 | 207.9 | 207.9 | 288.3 | 302 | 2024-08-18 14:00 | 0.59348 | 0.56618 | 0.56618 | 0.5795 | 0.58846
8 | 18 | 15 | 198.7 | 219.2 | 219.2 | 285.25 | 313 | 2024-08-18 15:00 | 0.59438 | 0.59695 | 0.59695 | 0.57337 | 0.6099
8 | 18 | 16 | 187.8 | 205.3 | 205.3 | 299.3 | 327 | 2024-08-18 16:00 | 0.56177 | 0.5591 | 0.5591 | 0.60161 | 0.63718
8 | 18 | 17 | 213.5 | 204.3 | 204.3 | 307.8 | 327 | 2024-08-18 17:00 | 0.63865 | 0.55637 | 0.55637 | 0.61869 | 0.63718
8 | 18 | 18 | 239 | 244.3 | 244.3 | 344 | 349 | 2024-08-18 18:00 | 0.71493 | 0.66531 | 0.66531 | 0.69146 | 0.68005
8 | 18 | 19 | 281.4 | 281 | 281 | 372 | 413 | 2024-08-18 19:00 | 0.84176 | 0.76525 | 0.76525 | 0.74774 | 0.80475
8 | 18 | 20 | 284.1 | 291.6 | 291.6 | 350 | 406 | 2024-08-18 20:00 | 0.84984 | 0.79412 | 0.79412 | 0.70352 | 0.79111
8 | 18 | 21 | 267.2 | 289.3 | 289.3 | 338.05 | 392 | 2024-08-18 21:00 | 0.79928 | 0.78785 | 0.78785 | 0.6795 | 0.76383
8 | 18 | 22 | 257 | 270.7 | 270.7 | 293.05 | 358 | 2024-08-18 22:00 | 0.76877 | 0.7372 | 0.7372 | 0.58905 | 0.69758
8 | 18 | 23 | 231 | 229.8 | 229.8 | 290.25 | 317 | 2024-08-18 23:00 | 0.691 | 0.62582 | 0.62582 | 0.58342 | 0.61769
8 | 19 | 0 | 219.8 | 233.6 | 233.6 | 258.75 | 278 | 2024-08-19 | 0.65749 | 0.63617 | 0.63617 | 0.5201 | 0.5417
8 | 19 | 1 | 193.1 | 225.6 | 225.6 | 244.75 | 270 | 2024-08-19 01:00 | 0.57762 | 0.61438 | 0.61438 | 0.49196 | 0.52611
8 | 19 | 2 | 180 | 216.4 | 216.4 | 238.75 | 269 | 2024-08-19 02:00 | 0.53844 | 0.58932 | 0.58932 | 0.4799 | 0.52416
8 | 19 | 3 | 179.3 | 216.9 | 216.9 | 238.75 | 257 | 2024-08-19 03:00 | 0.53634 | 0.59069 | 0.59069 | 0.4799 | 0.50078
8 | 19 | 4 | 177.2 | 210.2 | 210.2 | 242.75 | 256 | 2024-08-19 04:00 | 0.53006 | 0.57244 | 0.57244 | 0.48794 | 0.49883
8 | 19 | 5 | 182.5 | 214.4 | 214.4 | 254.75 | 272 | 2024-08-19 05:00 | 0.54592 | 0.58388 | 0.58388 | 0.51206 | 0.53001
8 | 19 | 6 | 198.8 | 222.3 | 222.3 | 274.55 | 296 | 2024-08-19 06:00 | 0.59468 | 0.60539 | 0.60539 | 0.55186 | 0.57677
8 | 19 | 7 | 206.8 | 224.9 | 224.9 | 291.35 | 319 | 2024-08-19 07:00 | 0.61861 | 0.61247 | 0.61247 | 0.58563 | 0.62159
8 | 19 | 8 | 208.8 | 222.9 | 222.9 | 300.25 | 330 | 2024-08-19 08:00 | 0.62459 | 0.60703 | 0.60703 | 0.60352 | 0.64302
8 | 19 | 9 | 186.8 | 214.4 | 214.4 | 287.55 | 336 | 2024-08-19 09:00 | 0.55878 | 0.58388 | 0.58388 | 0.57799 | 0.65472
8 | 19 | 10 | 180.3 | 206.6 | 206.6 | 261.55 | 343 | 2024-08-19 10:00 | 0.53934 | 0.56264 | 0.56264 | 0.52573 | 0.66836
8 | 19 | 11 | 171.2 | 185.1 | 185.1 | 271.75 | 341 | 2024-08-19 11:00 | 0.51211 | 0.50408 | 0.50408 | 0.54623 | 0.66446
8 | 19 | 12 | 173.3 | 202.3 | 202.3 | 279.75 | 351 | 2024-08-19 12:00 | 0.5184 | 0.55093 | 0.55093 | 0.56231 | 0.68394
8 | 19 | 13 | 169.4 | 204.4 | 204.4 | 264.75 | 319 | 2024-08-19 13:00 | 0.50673 | 0.55664 | 0.55664 | 0.53216 | 0.62159
8 | 19 | 14 | 163.8 | 196.4 | 196.4 | 263.75 | 323 | 2024-08-19 14:00 | 0.48998 | 0.53486 | 0.53486 | 0.53015 | 0.62938
8 | 19 | 15 | 169.2 | 202.2 | 202.2 | 272.75 | 316 | 2024-08-19 15:00 | 0.50613 | 0.55065 | 0.55065 | 0.54824 | 0.61574
8 | 19 | 16 | 205.6 | 205.3 | 205.3 | 274.55 | 312 | 2024-08-19 16:00 | 0.61502 | 0.5591 | 0.5591 | 0.55186 | 0.60795
8 | 19 | 17 | 211.7 | 219.1 | 219.1 | 303.55 | 342 | 2024-08-19 17:00 | 0.63326 | 0.59668 | 0.59668 | 0.61015 | 0.66641
8 | 19 | 18 | 237.9 | 233.3 | 233.3 | 335.5 | 359 | 2024-08-19 18:00 | 0.71164 | 0.63535 | 0.63535 | 0.67437 | 0.69953
8 | 19 | 19 | 283 | 297.3 | 297.3 | 368.7 | 417 | 2024-08-19 19:00 | 0.84655 | 0.80964 | 0.80964 | 0.74111 | 0.81255
8 | 19 | 20 | 273.9 | 299.3 | 299.3 | 357.7 | 400 | 2024-08-19 20:00 | 0.81932 | 0.81509 | 0.81509 | 0.71899 | 0.77942
8 | 19 | 21 | 268.4 | 299.1 | 299.1 | 356.7 | 377 | 2024-08-19 21:00 | 0.80287 | 0.81454 | 0.81454 | 0.71698 | 0.73461
8 | 19 | 22 | 254.4 | 283.6 | 283.6 | 309.7 | 349 | 2024-08-19 22:00 | 0.76099 | 0.77233 | 0.77233 | 0.62251 | 0.68005
8 | 19 | 23 | 231.8 | 272.8 | 272.8 | 282.4 | 322 | 2024-08-19 23:00 | 0.69339 | 0.74292 | 0.74292 | 0.56764 | 0.62744
8 | 20 | 0 | 227.3 | 235.8 | 235.8 | 273 | 298 | 2024-08-20 | 0.67993 | 0.64216 | 0.64216 | 0.54874 | 0.58067
8 | 20 | 1 | 207.3 | 230.8 | 230.8 | 265.05 | 271 | 2024-08-20 01:00 | 0.6201 | 0.62854 | 0.62854 | 0.53276 | 0.52806
8 | 20 | 2 | 197.5 | 227.1 | 227.1 | 254.05 | 272 | 2024-08-20 02:00 | 0.59079 | 0.61846 | 0.61846 | 0.51065 | 0.53001
8 | 20 | 3 | 193.5 | 224.3 | 224.3 | 245.05 | 264 | 2024-08-20 03:00 | 0.57882 | 0.61084 | 0.61084 | 0.49256 | 0.51442
8 | 20 | 4 | 188.8 | 227.3 | 227.3 | 250.05 | 242 | 2024-08-20 04:00 | 0.56476 | 0.61901 | 0.61901 | 0.50261 | 0.47155
8 | 20 | 5 | 196.4 | 225.4 | 225.4 | 252.9 | 252 | 2024-08-20 05:00 | 0.5875 | 0.61383 | 0.61383 | 0.50834 | 0.49104
8 | 20 | 6 | 204.6 | 230.3 | 230.3 | 292.9 | 277 | 2024-08-20 06:00 | 0.61203 | 0.62718 | 0.62718 | 0.58874 | 0.53975
8 | 20 | 7 | 207.8 | 233.9 | 233.9 | 307.8 | 296 | 2024-08-20 07:00 | 0.6216 | 0.63698 | 0.63698 | 0.61869 | 0.57677
8 | 20 | 8 | 190.8 | 233.4 | 233.4 | 308.4 | 331 | 2024-08-20 08:00 | 0.57074 | 0.63562 | 0.63562 | 0.6199 | 0.64497
8 | 20 | 9 | 186.8 | 220.9 | 220.9 | 305.2 | 318 | 2024-08-20 09:00 | 0.55878 | 0.60158 | 0.60158 | 0.61347 | 0.61964
8 | 20 | 10 | 173 | 224.7 | 224.7 | 291.2 | 289 | 2024-08-20 10:00 | 0.5175 | 0.61193 | 0.61193 | 0.58533 | 0.56313
8 | 20 | 11 | 169.4 | 219.7 | 219.7 | 303.2 | 261 | 2024-08-20 11:00 | 0.50673 | 0.59831 | 0.59831 | 0.60945 | 0.50857
8 | 20 | 12 | 178.5 | 211.7 | 211.7 | 301.2 | 290 | 2024-08-20 12:00 | 0.53395 | 0.57653 | 0.57653 | 0.60543 | 0.56508
8 | 20 | 13 | 187.8 | 220 | 220 | 296.2 | 309 | 2024-08-20 13:00 | 0.56177 | 0.59913 | 0.59913 | 0.59538 | 0.6021
8 | 20 | 14 | 199.2 | 202.2 | 202.2 | 296.2 | 315 | 2024-08-20 14:00 | 0.59587 | 0.55065 | 0.55065 | 0.59538 | 0.6138
8 | 20 | 15 | 193.6 | 205.2 | 205.2 | 298.2 | 320 | 2024-08-20 15:00 | 0.57912 | 0.55882 | 0.55882 | 0.5994 | 0.62354
8 | 20 | 16 | 138.6 | 219.4 | 219.4 | 306.2 | 332 | 2024-08-20 16:00 | 0.4146 | 0.59749 | 0.59749 | 0.61548 | 0.64692
8 | 20 | 17 | 191.7 | 229.9 | 229.9 | 320.2 | 339 | 2024-08-20 17:00 | 0.57344 | 0.62609 | 0.62609 | 0.64362 | 0.66056
8 | 20 | 18 | 226.1 | 246.9 | 246.9 | 359.5 | 371 | 2024-08-20 18:00 | 0.67634 | 0.67239 | 0.67239 | 0.72261 | 0.72292
8 | 20 | 19 | 238.2 | 287.7 | 287.7 | 405.9 | 416 | 2024-08-20 19:00 | 0.71253 | 0.7835 | 0.7835 | 0.81588 | 0.8106
8 | 20 | 20 | 246.1 | 302.8 | 302.8 | 397.6 | 400 | 2024-08-20 20:00 | 0.73617 | 0.82462 | 0.82462 | 0.7992 | 0.77942
8 | 20 | 21 | 257.8 | 296.9 | 296.9 | 375.7 | 391.2 | 2024-08-20 21:00 | 0.77116 | 0.80855 | 0.80855 | 0.75518 | 0.76228
8 | 20 | 22 | 251.8 | 287 | 287 | 365.9 | 337.2 | 2024-08-20 22:00 | 0.75322 | 0.78159 | 0.78159 | 0.73548 | 0.65705
8 | 20 | 23 | 217.6 | 272 | 272 | 322.7 | 321.2 | 2024-08-20 23:00 | 0.65091 | 0.74074 | 0.74074 | 0.64864 | 0.62588
8 | 21 | 0 | 203.8 | 243.4 | 243.4 | 289.3 | 296.3 | 2024-08-21 | 0.60963 | 0.66285 | 0.66285 | 0.58151 | 0.57736
8 | 21 | 1 | 193.3 | 233.6 | 233.6 | 281.3 | 278.3 | 2024-08-21 01:00 | 0.57822 | 0.63617 | 0.63617 | 0.56543 | 0.54228
8 | 21 | 2 | 190.2 | 226.7 | 226.7 | 271.3 | 273.3 | 2024-08-21 02:00 | 0.56895 | 0.61737 | 0.61737 | 0.54533 | 0.53254
8 | 21 | 3 | 192.2 | 222.9 | 222.9 | 267.3 | 268.3 | 2024-08-21 03:00 | 0.57493 | 0.60703 | 0.60703 | 0.53729 | 0.5228
8 | 21 | 4 | 187.7 | 222.9 | 222.9 | 262.3 | 261.3 | 2024-08-21 04:00 | 0.56147 | 0.60703 | 0.60703 | 0.52724 | 0.50916
8 | 21 | 5 | 205.3 | 229.9 | 229.9 | 276.3 | 268.3 | 2024-08-21 05:00 | 0.61412 | 0.62609 | 0.62609 | 0.55538 | 0.5228
8 | 21 | 6 | 209.4 | 247.6 | 247.6 | 289.3 | 286.3 | 2024-08-21 06:00 | 0.62638 | 0.67429 | 0.67429 | 0.58151 | 0.55787
8 | 21 | 7 | 222.3 | 254 | 254 | 302.1 | 315.2 | 2024-08-21 07:00 | 0.66497 | 0.69172 | 0.69172 | 0.60724 | 0.61419
8 | 21 | 8 | 217.2 | 219.7 | 219.7 | 295.2 | 331.2 | 2024-08-21 08:00 | 0.64972 | 0.59831 | 0.59831 | 0.59337 | 0.64536
8 | 21 | 9 | 210.3 | 210.4 | 210.4 | 279.2 | 309.2 | 2024-08-21 09:00 | 0.62908 | 0.57298 | 0.57298 | 0.56121 | 0.60249
8 | 21 | 10 | 200.2 | 214.3 | 214.3 | 294.2 | 311.2 | 2024-08-21 10:00 | 0.59886 | 0.58361 | 0.58361 | 0.59136 | 0.60639
8 | 21 | 11 | 206.4 | 217.5 | 217.5 | 237.2 | 320.2 | 2024-08-21 11:00 | 0.61741 | 0.59232 | 0.59232 | 0.47678 | 0.62393
8 | 21 | 12 | 201.3 | 221.4 | 221.4 | 287.2 | 318.2 | 2024-08-21 12:00 | 0.60215 | 0.60294 | 0.60294 | 0.57729 | 0.62003
8 | 21 | 13 | 184.8 | 228.4 | 228.4 | 287.2 | 314.2 | 2024-08-21 13:00 | 0.5528 | 0.622 | 0.622 | 0.57729 | 0.61224
8 | 21 | 14 | 181.7 | 228.5 | 228.5 | 287.2 | 322.2 | 2024-08-21 14:00 | 0.54352 | 0.62228 | 0.62228 | 0.57729 | 0.62783
8 | 21 | 15 | 189.7 | 214.9 | 214.9 | 286.2 | 323.2 | 2024-08-21 15:00 | 0.56745 | 0.58524 | 0.58524 | 0.57528 | 0.62977
8 | 21 | 16 | 176.6 | 228 | 228 | 283.85 | 327.2 | 2024-08-21 16:00 | 0.52827 | 0.62092 | 0.62092 | 0.57055 | 0.63757
8 | 21 | 17 | 203.7 | 229.9 | 229.9 | 318.5 | 324.4 | 2024-08-21 17:00 | 0.60933 | 0.62609 | 0.62609 | 0.6402 | 0.63211
8 | 21 | 18 | 198.6 | 231.9 | 231.9 | 337.1 | 352.7 | 2024-08-21 18:00 | 0.59408 | 0.63154 | 0.63154 | 0.67759 | 0.68726
8 | 21 | 19 | 254.6 | 287.9 | 287.9 | 383.85 | 414.7 | 2024-08-21 19:00 | 0.76159 | 0.78404 | 0.78404 | 0.77156 | 0.80807
8 | 21 | 20 | 249.4 | 303.7 | 303.7 | 387.75 | 387.7 | 2024-08-21 20:00 | 0.74604 | 0.82707 | 0.82707 | 0.7794 | 0.75546
8 | 21 | 21 | 237.3 | 309.4 | 309.4 | 381.1 | 401.8 | 2024-08-21 21:00 | 0.70984 | 0.84259 | 0.84259 | 0.76603 | 0.78293
8 | 21 | 22 | 244.8 | 290.2 | 290.2 | 369.8 | 373.9 | 2024-08-21 22:00 | 0.73228 | 0.79031 | 0.79031 | 0.74332 | 0.72857
8 | 21 | 23 | 222 | 266.4 | 266.4 | 341.4 | 331.5 | 2024-08-21 23:00 | 0.66407 | 0.72549 | 0.72549 | 0.68623 | 0.64595
8 | 22 | 0 | 219.5 | 239.8 | 239.8 | 286.2 | 304.3 | 2024-08-22 | 0.6566 | 0.65305 | 0.65305 | 0.57528 | 0.59295
8 | 22 | 1 | 218.6 | 228.9 | 228.9 | 249.1 | 288.3 | 2024-08-22 01:00 | 0.6539 | 0.62337 | 0.62337 | 0.5007 | 0.56177
8 | 22 | 2 | 211.1 | 223.1 | 223.1 | 228.1 | 282.3 | 2024-08-22 02:00 | 0.63147 | 0.60757 | 0.60757 | 0.45849 | 0.55008
8 | 22 | 3 | 205.1 | 217.1 | 217.1 | 231.1 | 266.3 | 2024-08-22 03:00 | 0.61352 | 0.59123 | 0.59123 | 0.46452 | 0.5189
8 | 22 | 4 | 198.5 | 216.1 | 216.1 | 232.1 | 272.5 | 2024-08-22 04:00 | 0.59378 | 0.58851 | 0.58851 | 0.46653 | 0.53098
8 | 22 | 5 | 199.7 | 218.6 | 218.6 | 240.2 | 280.5 | 2024-08-22 05:00 | 0.59737 | 0.59532 | 0.59532 | 0.48281 | 0.54657
8 | 22 | 6 | 210.7 | 224.6 | 224.6 | 261.2 | 301.5 | 2024-08-22 06:00 | 0.63027 | 0.61166 | 0.61166 | 0.52503 | 0.58749
8 | 22 | 7 | 215 | 234.2 | 234.2 | 289.8 | 330.5 | 2024-08-22 07:00 | 0.64313 | 0.6378 | 0.6378 | 0.58251 | 0.644
8 | 22 | 8 | 225.6 | 244.3 | 244.3 | 289.8 | 333.5 | 2024-08-22 08:00 | 0.67484 | 0.66531 | 0.66531 | 0.58251 | 0.64984
8 | 22 | 9 | 229 | 244.3 | 244.3 | 277.8 | 330.5 | 2024-08-22 09:00 | 0.68501 | 0.66531 | 0.66531 | 0.55839 | 0.644
8 | 22 | 10 | 222.8 | 242.2 | 242.2 | 269.8 | 330.5 | 2024-08-22 10:00 | 0.66647 | 0.65959 | 0.65959 | 0.54231 | 0.644
8 | 22 | 11 | 207.5 | 238.3 | 238.3 | 293.8 | 350.5 | 2024-08-22 11:00 | 0.6207 | 0.64897 | 0.64897 | 0.59055 | 0.68297
8 | 22 | 12 | 209.8 | 233.1 | 233.1 | 260.8 | 355 | 2024-08-22 12:00 | 0.62758 | 0.6348 | 0.6348 | 0.52422 | 0.69174
8 | 22 | 13 | 204.5 | 227.9 | 227.9 | 253.8 | 358 | 2024-08-22 13:00 | 0.61173 | 0.62064 | 0.62064 | 0.51015 | 0.69758
8 | 22 | 14 | 205.2 | 221.5 | 221.5 | 262.8 | 343 | 2024-08-22 14:00 | 0.61382 | 0.60321 | 0.60321 | 0.52824 | 0.66836
8 | 22 | 15 | 203.7 | 165.9 | 165.9 | 262.8 | 346 | 2024-08-22 15:00 | 0.60933 | 0.4518 | 0.4518 | 0.52824 | 0.6742
8 | 22 | 16 | 185.1 | 252 | 252 | 286.8 | 352 | 2024-08-22 16:00 | 0.55369 | 0.68627 | 0.68627 | 0.57648 | 0.68589
8 | 22 | 17 | 171.3 | 245.2 | 245.2 | 295.05 | 332 | 2024-08-22 17:00 | 0.51241 | 0.66776 | 0.66776 | 0.59307 | 0.64692
8 | 22 | 18 | 196.9 | 264.3 | 264.3 | 309.95 | 396 | 2024-08-22 18:00 | 0.58899 | 0.71977 | 0.71977 | 0.62302 | 0.77163
8 | 22 | 19 | 256.1 | 295.35 | 295.35 | 359.05 | 436 | 2024-08-22 19:00 | 0.76608 | 0.80433 | 0.80433 | 0.72171 | 0.84957
8 | 22 | 20 | 245.3 | 304.65 | 304.65 | 358.85 | 437.2 | 2024-08-22 20:00 | 0.73377 | 0.82966 | 0.82966 | 0.72131 | 0.85191
8 | 22 | 21 | 242.4 | 297 | 297 | 349.9 | 424.4 | 2024-08-22 21:00 | 0.7251 | 0.80882 | 0.80882 | 0.70332 | 0.82697
8 | 22 | 22 | 219.3 | 287.2 | 287.2 | 309.85 | 401.4 | 2024-08-22 22:00 | 0.656 | 0.78214 | 0.78214 | 0.62281 | 0.78215
8 | 22 | 23 | 192.1 | 261.9 | 261.9 | 296.9 | 377.2 | 2024-08-22 23:00 | 0.57463 | 0.71324 | 0.71324 | 0.59678 | 0.735
8 | 23 | 0 | 179.2 | 232.9 | 232.9 | 263.9 | 340 | 2024-08-23 | 0.53605 | 0.63426 | 0.63426 | 0.53045 | 0.66251
8 | 23 | 1 | 177 | 229.8 | 229.8 | 259.9 | 324 | 2024-08-23 01:00 | 0.52946 | 0.62582 | 0.62582 | 0.52241 | 0.63133
8 | 23 | 2 | 175.3 | 224.7 | 224.7 | 246.9 | 306 | 2024-08-23 02:00 | 0.52438 | 0.61193 | 0.61193 | 0.49628 | 0.59626
8 | 23 | 3 | 174.5 | 221.6 | 221.6 | 244.9 | 280 | 2024-08-23 03:00 | 0.52199 | 0.60349 | 0.60349 | 0.49226 | 0.5456
8 | 23 | 4 | 174.7 | 219.8 | 219.8 | 245.9 | 292 | 2024-08-23 04:00 | 0.52258 | 0.59858 | 0.59858 | 0.49427 | 0.56898
8 | 23 | 5 | 193.9 | 225.4 | 225.4 | 258.9 | 278 | 2024-08-23 05:00 | 0.58002 | 0.61383 | 0.61383 | 0.5204 | 0.5417
8 | 23 | 6 | 190.9 | 231.4 | 231.4 | 271.9 | 294 | 2024-08-23 06:00 | 0.57104 | 0.63017 | 0.63017 | 0.54653 | 0.57288
8 | 23 | 7 | 200.9 | 235.2 | 235.2 | 295.9 | 331 | 2024-08-23 07:00 | 0.60096 | 0.64052 | 0.64052 | 0.59477 | 0.64497
8 | 23 | 8 | 206.05 | 246.3 | 246.3 | 289.9 | 339 | 2024-08-23 08:00 | 0.61636 | 0.67075 | 0.67075 | 0.58271 | 0.66056
8 | 23 | 9 | 203.9 | 237.4 | 237.4 | 288.9 | 341 | 2024-08-23 09:00 | 0.60993 | 0.64651 | 0.64651 | 0.5807 | 0.66446
8 | 23 | 10 | 196.6 | 235.4 | 235.4 | 286.9 | 339 | 2024-08-23 10:00 | 0.58809 | 0.64107 | 0.64107 | 0.57668 | 0.66056
8 | 23 | 11 | 192.4 | 238.5 | 238.5 | 284.95 | 312 | 2024-08-23 11:00 | 0.57553 | 0.64951 | 0.64951 | 0.57276 | 0.60795
8 | 23 | 12 | 178.8 | 239.2 | 239.2 | 283.95 | 321 | 2024-08-23 12:00 | 0.53485 | 0.65142 | 0.65142 | 0.57075 | 0.62549
8 | 23 | 13 | 182.9 | 240.1 | 240.1 | 291.1 | 327 | 2024-08-23 13:00 | 0.54711 | 0.65387 | 0.65387 | 0.58513 | 0.63718
8 | 23 | 14 | 186.9 | 238 | 238 | 286.8 | 320 | 2024-08-23 14:00 | 0.55908 | 0.64815 | 0.64815 | 0.57648 | 0.62354
8 | 23 | 15 | 186.4 | 238.2 | 238.2 | 290.95 | 313 | 2024-08-23 15:00 | 0.55758 | 0.64869 | 0.64869 | 0.58482 | 0.6099
8 | 23 | 16 | 200.7 | 222.2 | 222.2 | 277.7 | 320 | 2024-08-23 16:00 | 0.60036 | 0.60512 | 0.60512 | 0.55819 | 0.62354
8 | 23 | 17 | 212.9 | 238.2 | 238.2 | 301 | 346 | 2024-08-23 17:00 | 0.63685 | 0.64869 | 0.64869 | 0.60503 | 0.6742
8 | 23 | 18 | 224 | 268 | 268 | 336.9 | 369 | 2024-08-23 18:00 | 0.67006 | 0.72985 | 0.72985 | 0.67719 | 0.71902
8 | 23 | 19 | 254 | 298.4 | 298.4 | 411.85 | 436 | 2024-08-23 19:00 | 0.7598 | 0.81264 | 0.81264 | 0.82784 | 0.84957
8 | 23 | 20 | 255.8 | 296 | 296 | 406.7 | 410.9 | 2024-08-23 20:00 | 0.76518 | 0.8061 | 0.8061 | 0.81749 | 0.80066
8 | 23 | 21 | 247.7 | 296.7 | 296.7 | 382.7 | 415.4 | 2024-08-23 21:00 | 0.74095 | 0.80801 | 0.80801 | 0.76925 | 0.80943
8 | 23 | 22 | 223.7 | 282.7 | 282.7 | 348.15 | 401.9 | 2024-08-23 22:00 | 0.66916 | 0.76988 | 0.76988 | 0.6998 | 0.78313
8 | 23 | 23 | 199.6 | 273.7 | 273.7 | 357.35 | 354.3 | 2024-08-23 23:00 | 0.59707 | 0.74537 | 0.74537 | 0.71829 | 0.69037
8 | 24 | 0 | 191.4 | 248.2 | 248.2 | 305.2 | 328 | 2024-08-24 | 0.57254 | 0.67593 | 0.67593 | 0.61347 | 0.63913
8 | 24 | 1 | 185.4 | 245 | 245 | 293.4 | 310 | 2024-08-24 01:00 | 0.55459 | 0.66721 | 0.66721 | 0.58975 | 0.60405
8 | 24 | 2 | 181.4 | 230.1 | 230.1 | 249.3 | 299 | 2024-08-24 02:00 | 0.54263 | 0.62663 | 0.62663 | 0.50111 | 0.58262
8 | 24 | 3 | 180.3 | 221.9 | 221.9 | 263.3 | 295 | 2024-08-24 03:00 | 0.53934 | 0.6043 | 0.6043 | 0.52925 | 0.57482
8 | 24 | 4 | 177.4 | 224.7 | 224.7 | 268.2 | 292 | 2024-08-24 04:00 | 0.53066 | 0.61193 | 0.61193 | 0.5391 | 0.56898
8 | 24 | 5 | 186.7 | 226.1 | 226.1 | 276.25 | 291 | 2024-08-24 05:00 | 0.55848 | 0.61574 | 0.61574 | 0.55528 | 0.56703
8 | 24 | 6 | 201.9 | 235.3 | 235.3 | 306.15 | 300 | 2024-08-24 06:00 | 0.60395 | 0.6408 | 0.6408 | 0.61538 | 0.58457
8 | 24 | 7 | 209.6 | 244 | 244 | 315.85 | 350 | 2024-08-24 07:00 | 0.62698 | 0.66449 | 0.66449 | 0.63487 | 0.682
8 | 24 | 8 | 203.4 | 247.4 | 247.4 | 315.15 | 355 | 2024-08-24 08:00 | 0.60844 | 0.67375 | 0.67375 | 0.63347 | 0.69174
8 | 24 | 9 | 205.8 | 252.1 | 252.1 | 314.15 | 344 | 2024-08-24 09:00 | 0.61561 | 0.68655 | 0.68655 | 0.63146 | 0.6703
8 | 24 | 10 | 193.1 | 233.3 | 233.3 | 293.2 | 340 | 2024-08-24 10:00 | 0.57762 | 0.63535 | 0.63535 | 0.58935 | 0.66251
8 | 24 | 11 | 185.1 | 226.4 | 226.4 | 318.2 | 335 | 2024-08-24 11:00 | 0.55369 | 0.61656 | 0.61656 | 0.6396 | 0.65277
8 | 24 | 12 | 184.3 | 235.2 | 235.2 | 306.2 | 340 | 2024-08-24 12:00 | 0.5513 | 0.64052 | 0.64052 | 0.61548 | 0.66251
8 | 24 | 13 | 180.7 | 229.175 | 229.18 | 311.2 | 329 | 2024-08-24 13:00 | 0.54053 | 0.62411 | 0.62413 | 0.62553 | 0.64108
8 | 24 | 14 | 194.7 | 227 | 227 | 317.2 | 310 | 2024-08-24 14:00 | 0.58241 | 0.61819 | 0.61819 | 0.63759 | 0.60405
8 | 24 | 15 | 194.5 | 216.1 | 216.1 | 314.2 | 315 | 2024-08-24 15:00 | 0.58181 | 0.58851 | 0.58851 | 0.63156 | 0.6138
8 | 24 | 16 | 191.2 | 225.55 | 225.55 | 311.3 | 331 | 2024-08-24 16:00 | 0.57194 | 0.61424 | 0.61424 | 0.62573 | 0.64497
8 | 24 | 17 | 194.3 | 225.15 | 225.15 | 243.5 | 362 | 2024-08-24 17:00 | 0.58121 | 0.61315 | 0.61315 | 0.48945 | 0.70538
8 | 24 | 18 | 225.7 | 254.3 | 254.3 | 334.05 | 370 | 2024-08-24 18:00 | 0.67514 | 0.69254 | 0.69254 | 0.67146 | 0.72097
8 | 24 | 19 | 248.3 | 311.1 | 311.1 | 426.55 | 388 | 2024-08-24 19:00 | 0.74275 | 0.84722 | 0.84722 | 0.85739 | 0.75604
8 | 24 | 20 | 263.7 | 314.5 | 314.5 | 414.5 | 335 | 2024-08-24 20:00 | 0.78881 | 0.85648 | 0.85648 | 0.83317 | 0.65277
8 | 24 | 21 | 252.1 | 319 | 319 | 410.5 | 312 | 2024-08-24 21:00 | 0.75411 | 0.86874 | 0.86874 | 0.82513 | 0.60795
8 | 24 | 22 | 243.1 | 300.3 | 300.3 | 377.5 | 330 | 2024-08-24 22:00 | 0.72719 | 0.81781 | 0.81781 | 0.75879 | 0.64302
8 | 24 | 23 | 220.1 | 272.5 | 272.5 | 355.15 | 302 | 2024-08-24 23:00 | 0.65839 | 0.7421 | 0.7421 | 0.71387 | 0.58846
8 | 25 | 0 | 189.6 | 241.1 | 241.1 | 304.2 | 283 | 2024-08-25 | 0.56716 | 0.65659 | 0.65659 | 0.61146 | 0.55144
8 | 25 | 1 | 189.5 | 245.3 | 245.3 | 302.2 | 262 | 2024-08-25 01:00 | 0.56686 | 0.66803 | 0.66803 | 0.60744 | 0.51052
8 | 25 | 2 | 183.4 | 206.5 | 206.5 | 321.2 | 254 | 2024-08-25 02:00 | 0.54861 | 0.56236 | 0.56236 | 0.64563 | 0.49493
8 | 25 | 3 | 184.4 | 234.15 | 234.15 | 257.2 | 246 | 2024-08-25 03:00 | 0.5516 | 0.63766 | 0.63766 | 0.51698 | 0.47935
8 | 25 | 4 | 183.5 | 234.35 | 234.35 | 259.2 | 240 | 2024-08-25 04:00 | 0.54891 | 0.63821 | 0.63821 | 0.52101 | 0.46765
8 | 25 | 5 | 190.6 | 234.05 | 234.05 | 269.2 | 257 | 2024-08-25 05:00 | 0.57015 | 0.63739 | 0.63739 | 0.54111 | 0.50078
8 | 25 | 6 | 209.5 | 236.35 | 236.35 | 285.2 | 287 | 2024-08-25 06:00 | 0.62668 | 0.64365 | 0.64365 | 0.57327 | 0.55924
8 | 25 | 7 | 211.6 | 234.45 | 234.45 | 315.8 | 301 | 2024-08-25 07:00 | 0.63296 | 0.63848 | 0.63848 | 0.63477 | 0.58652
8 | 25 | 8 | 213.5 | 240.75 | 240.75 | 324.8 | 313 | 2024-08-25 08:00 | 0.63865 | 0.65564 | 0.65564 | 0.65286 | 0.6099
8 | 25 | 9 | 211.3 | 236.75 | 236.75 | 329.1 | 319 | 2024-08-25 09:00 | 0.63207 | 0.64474 | 0.64474 | 0.66151 | 0.62159
8 | 25 | 10 | 203 | 214.85 | 214.85 | 306.3 | 298 | 2024-08-25 10:00 | 0.60724 | 0.5851 | 0.5851 | 0.61568 | 0.58067
8 | 25 | 11 | 193.5 | 201.75 | 201.75 | 299.3 | 302 | 2024-08-25 11:00 | 0.57882 | 0.54943 | 0.54943 | 0.60161 | 0.58846
8 | 25 | 12 | 194.3 | 204.55 | 204.55 | 292.4 | 299 | 2024-08-25 12:00 | 0.58121 | 0.55705 | 0.55705 | 0.58774 | 0.58262
8 | 25 | 13 | 184.5 | 201.45 | 201.45 | 290.3 | 299 | 2024-08-25 13:00 | 0.5519 | 0.54861 | 0.54861 | 0.58352 | 0.58262
8 | 25 | 14 | 172.5 | 208.9 | 208.9 | 273.3 | 294 | 2024-08-25 14:00 | 0.516 | 0.5689 | 0.5689 | 0.54935 | 0.57288
8 | 25 | 15 | 183.4 | 209 | 209 | 284.3 | 280 | 2024-08-25 15:00 | 0.54861 | 0.56917 | 0.56917 | 0.57146 | 0.5456
8 | 25 | 16 | 188.5 | 212.4 | 212.4 | 282.05 | 316 | 2024-08-25 16:00 | 0.56386 | 0.57843 | 0.57843 | 0.56693 | 0.61574
8 | 25 | 17 | 187.2 | 220.2 | 220.2 | 286.05 | 308 | 2024-08-25 17:00 | 0.55998 | 0.59967 | 0.59967 | 0.57497 | 0.60016
8 | 25 | 18 | 224.2 | 244.1 | 244.1 | 340.1 | 336 | 2024-08-25 18:00 | 0.67066 | 0.66476 | 0.66476 | 0.68362 | 0.65472
8 | 25 | 19 | 271.8 | 289.7 | 289.7 | 393.65 | 357 | 2024-08-25 19:00 | 0.81304 | 0.78894 | 0.78894 | 0.79126 | 0.69564
8 | 25 | 20 | 273.8 | 282.2 | 282.2 | 403.55 | 376 | 2024-08-25 20:00 | 0.81902 | 0.76852 | 0.76852 | 0.81116 | 0.73266
8 | 25 | 21 | 269.9 | 276.2 | 276.2 | 397.6 | 360 | 2024-08-25 21:00 | 0.80736 | 0.75218 | 0.75218 | 0.7992 | 0.70148
8 | 25 | 22 | 260.9 | 262.7 | 262.7 | 374 | 330 | 2024-08-25 22:00 | 0.78044 | 0.71541 | 0.71541 | 0.75176 | 0.64302
8 | 25 | 23 | 237 | 256.5 | 256.5 | 352.9 | 305 | 2024-08-25 23:00 | 0.70894 | 0.69853 | 0.69853 | 0.70935 | 0.59431
8 | 26 | 0 | 210.8 | 227.7 | 227.7 | 326.7 | 286 | 2024-08-26 | 0.63057 | 0.6201 | 0.6201 | 0.65668 | 0.55729
8 | 26 | 1 | 205.2 | 222.7 | 222.7 | 300.7 | 261 | 2024-08-26 01:00 | 0.61382 | 0.60648 | 0.60648 | 0.60442 | 0.50857
8 | 26 | 2 | 194.9 | 216.7 | 216.7 | 292.7 | 248 | 2024-08-26 02:00 | 0.58301 | 0.59014 | 0.59014 | 0.58834 | 0.48324
8 | 26 | 3 | 192.6 | 212.7 | 212.7 | 289.65 | 252 | 2024-08-26 03:00 | 0.57613 | 0.57925 | 0.57925 | 0.58221 | 0.49104
8 | 26 | 4 | 186.8 | 209.7 | 209.7 | 285.55 | 241 | 2024-08-26 04:00 | 0.55878 | 0.57108 | 0.57108 | 0.57397 | 0.4696
8 | 26 | 5 | 191.6 | 203.7 | 203.7 | 294.55 | 251 | 2024-08-26 05:00 | 0.57314 | 0.55474 | 0.55474 | 0.59206 | 0.48909
8 | 26 | 6 | 204.1 | 214.7 | 214.7 | 310.55 | 285 | 2024-08-26 06:00 | 0.61053 | 0.58469 | 0.58469 | 0.62422 | 0.55534
8 | 26 | 7 | 193.8 | 215.9 | 215.9 | 333.55 | 322 | 2024-08-26 07:00 | 0.57972 | 0.58796 | 0.58796 | 0.67045 | 0.62744
8 | 26 | 8 | 189.7 | 213.85 | 213.85 | 318.55 | 327 | 2024-08-26 08:00 | 0.56745 | 0.58238 | 0.58238 | 0.6403 | 0.63718
8 | 26 | 9 | 181.5 | 215.6 | 215.6 | 253.7 | 315 | 2024-08-26 09:00 | 0.54293 | 0.58715 | 0.58715 | 0.50995 | 0.6138
8 | 26 | 10 | 183.1 | 214.6 | 214.6 | 326.7 | 331 | 2024-08-26 10:00 | 0.54771 | 0.58442 | 0.58442 | 0.65668 | 0.64497
8 | 26 | 11 | 159.7 | 200.8 | 200.8 | 315.65 | 346 | 2024-08-26 11:00 | 0.47771 | 0.54684 | 0.54684 | 0.63447 | 0.6742
8 | 26 | 12 | 154.5 | 206.8 | 206.8 | 323.15 | 338 | 2024-08-26 12:00 | 0.46216 | 0.56318 | 0.56318 | 0.64955 | 0.65861
8 | 26 | 13 | 150.1 | 211 | 211 | 325 | 316 | 2024-08-26 13:00 | 0.449 | 0.57462 | 0.57462 | 0.65327 | 0.61574
8 | 26 | 14 | 134.8 | 220.1 | 220.1 | 319 | 316 | 2024-08-26 14:00 | 0.40323 | 0.5994 | 0.5994 | 0.64121 | 0.61574
8 | 26 | 15 | 153.5 | 224.7 | 224.7 | 312.2 | 313 | 2024-08-26 15:00 | 0.45917 | 0.61193 | 0.61193 | 0.62754 | 0.6099
8 | 26 | 16 | 173 | 222.8 | 222.8 | 324.2 | 321 | 2024-08-26 16:00 | 0.5175 | 0.60675 | 0.60675 | 0.65166 | 0.62549
8 | 26 | 17 | 194.3 | 214.9 | 214.9 | 319.2 | 324 | 2024-08-26 17:00 | 0.58121 | 0.58524 | 0.58524 | 0.64161 | 0.63133
8 | 26 | 18 | 231.9 | 226.8 | 226.8 | 375.2 | 361 | 2024-08-26 18:00 | 0.69369 | 0.61765 | 0.61765 | 0.75417 | 0.70343
8 | 26 | 19 | 267.8 | 294.5 | 294.5 | 422 | 412 | 2024-08-26 19:00 | 0.80108 | 0.80202 | 0.80202 | 0.84824 | 0.80281
8 | 26 | 20 | 272.9 | 297.6 | 297.6 | 423.6 | 407 | 2024-08-26 20:00 | 0.81633 | 0.81046 | 0.81046 | 0.85146 | 0.79306
8 | 26 | 21 | 252.8 | 291.3 | 291.3 | 415.6 | 356 | 2024-08-26 21:00 | 0.75621 | 0.7933 | 0.7933 | 0.83538 | 0.69369
8 | 26 | 22 | 232.1 | 270.3 | 270.3 | 401.9 | 347 | 2024-08-26 22:00 | 0.69429 | 0.73611 | 0.73611 | 0.80784 | 0.67615
8 | 26 | 23 | 216.7 | 256.1 | 256.1 | 371.2 | 315 | 2024-08-26 23:00 | 0.64822 | 0.69744 | 0.69744 | 0.74613 | 0.6138
8 | 27 | 0 | 203.1 | 230.4 | 230.4 | 332.2 | 303 | 2024-08-27 | 0.60754 | 0.62745 | 0.62745 | 0.66774 | 0.59041
8 | 27 | 1 | 195 | 226.4 | 226.4 | 315.2 | 284 | 2024-08-27 01:00 | 0.58331 | 0.61656 | 0.61656 | 0.63357 | 0.55339
8 | 27 | 2 | 189.1 | 224.4 | 224.4 | 311.2 | 280 | 2024-08-27 02:00 | 0.56566 | 0.61111 | 0.61111 | 0.62553 | 0.5456
8 | 27 | 3 | 177.1 | 216.2 | 216.2 | 301.2 | 272 | 2024-08-27 03:00 | 0.52976 | 0.58878 | 0.58878 | 0.60543 | 0.53001
8 | 27 | 4 | 182 | 215.5 | 215.5 | 305.2 | 256 | 2024-08-27 04:00 | 0.54442 | 0.58687 | 0.58687 | 0.61347 | 0.49883
8 | 27 | 5 | 189.2 | 214.5 | 214.5 | 316.2 | 279 | 2024-08-27 05:00 | 0.56596 | 0.58415 | 0.58415 | 0.63558 | 0.54365
8 | 27 | 6 | 196.9 | 212.05 | 212.05 | 333.2 | 293 | 2024-08-27 06:00 | 0.58899 | 0.57748 | 0.57748 | 0.66975 | 0.57093
8 | 27 | 7 | 177.8 | 232.7 | 232.7 | 344 | 308 | 2024-08-27 07:00 | 0.53186 | 0.63371 | 0.63371 | 0.69146 | 0.60016
8 | 27 | 8 | 177.75 | 246.7 | 246.7 | 340.8 | 312 | 2024-08-27 08:00 | 0.53171 | 0.67184 | 0.67184 | 0.68503 | 0.60795
8 | 27 | 9 | 182.55 | 224.9 | 224.9 | 328.8 | 324 | 2024-08-27 09:00 | 0.54607 | 0.61247 | 0.61247 | 0.6609 | 0.63133
8 | 27 | 10 | 168.4 | 232.9 | 232.9 | 329 | 343 | 2024-08-27 10:00 | 0.50374 | 0.63426 | 0.63426 | 0.66131 | 0.66836
8 | 27 | 11 | 155.15 | 219.8 | 219.8 | 359.3 | 320 | 2024-08-27 11:00 | 0.4641 | 0.59858 | 0.59858 | 0.72221 | 0.62354
8 | 27 | 12 | 163.55 | 215.5 | 215.5 | 337.3 | 316 | 2024-08-27 12:00 | 0.48923 | 0.58687 | 0.58687 | 0.67799 | 0.61574
8 | 27 | 13 | 168.5 | 214.9 | 214.9 | 339.1 | 299 | 2024-08-27 13:00 | 0.50404 | 0.58524 | 0.58524 | 0.68161 | 0.58262
8 | 27 | 14 | 181.4 | 213.7 | 213.7 | 355.3 | 305 | 2024-08-27 14:00 | 0.54263 | 0.58197 | 0.58197 | 0.71417 | 0.59431
8 | 27 | 15 | 181.4 | 210 | 210 | 331.3 | 315 | 2024-08-27 15:00 | 0.54263 | 0.5719 | 0.5719 | 0.66593 | 0.6138
8 | 27 | 16 | 200.4 | 210.7 | 210.7 | 328.3 | 301 | 2024-08-27 16:00 | 0.59946 | 0.5738 | 0.5738 | 0.6599 | 0.58652
8 | 27 | 17 | 205.5 | 215.59 | 215.59 | 333.1 | 329 | 2024-08-27 17:00 | 0.61472 | 0.58712 | 0.58712 | 0.66955 | 0.64108
8 | 27 | 18 | 226.8 | 239 | 239 | 348.6 | 355 | 2024-08-27 18:00 | 0.67843 | 0.65087 | 0.65087 | 0.7007 | 0.69174
8 | 27 | 19 | 266.8 | 278.2 | 278.2 | 420.4 | 397 | 2024-08-27 19:00 | 0.79809 | 0.75763 | 0.75763 | 0.84503 | 0.77358
8 | 27 | 20 | 253.6 | 288.3 | 288.3 | 420.55 | 377 | 2024-08-27 20:00 | 0.7586 | 0.78513 | 0.78513 | 0.84533 | 0.73461
8 | 27 | 21 | 243.9 | 290.1 | 290.1 | 420.7 | 351 | 2024-08-27 21:00 | 0.72958 | 0.79003 | 0.79003 | 0.84563 | 0.68394
8 | 27 | 22 | 223.6 | 264.3 | 264.3 | 395.7 | 327 | 2024-08-27 22:00 | 0.66886 | 0.71977 | 0.71977 | 0.79538 | 0.63718
8 | 27 | 23 | 200.4 | 248.7 | 248.7 | 387.9 | 292 | 2024-08-27 23:00 | 0.59946 | 0.67729 | 0.67729 | 0.7797 | 0.56898
8 | 28 | 0 | 184 | 229.6 | 229.6 | 339.3 | 280 | 2024-08-28 | 0.5504 | 0.62527 | 0.62527 | 0.68201 | 0.5456
8 | 28 | 1 | 175.6 | 221 | 221 | 327.3 | 262 | 2024-08-28 01:00 | 0.52528 | 0.60185 | 0.60185 | 0.65789 | 0.51052
8 | 28 | 2 | 174.2 | 216.6 | 216.6 | 307.3 | 255 | 2024-08-28 02:00 | 0.52109 | 0.58987 | 0.58987 | 0.61769 | 0.49688
8 | 28 | 3 | 172.8 | 214.9 | 214.9 | 301.3 | 254 | 2024-08-28 03:00 | 0.5169 | 0.58524 | 0.58524 | 0.60563 | 0.49493
8 | 28 | 4 | 176.2 | 214.9 | 214.9 | 305.3 | 246 | 2024-08-28 04:00 | 0.52707 | 0.58524 | 0.58524 | 0.61367 | 0.47935
8 | 28 | 5 | 184.2 | 217.7 | 217.7 | 310.3 | 252 | 2024-08-28 05:00 | 0.551 | 0.59286 | 0.59286 | 0.62372 | 0.49104
8 | 28 | 6 | 196 | 226.5 | 226.5 | 310.3 | 256 | 2024-08-28 06:00 | 0.5863 | 0.61683 | 0.61683 | 0.62372 | 0.49883
8 | 28 | 7 | 207.7 | 227.9 | 227.9 | 328.2 | 303 | 2024-08-28 07:00 | 0.6213 | 0.62064 | 0.62064 | 0.6597 | 0.59041
8 | 28 | 8 | 209.3 | 224.4 | 224.4 | 331.2 | 296 | 2024-08-28 08:00 | 0.62608 | 0.61111 | 0.61111 | 0.66573 | 0.57677
8 | 28 | 9 | 208.1 | 226.4 | 226.4 | 326.2 | 286 | 2024-08-28 09:00 | 0.62249 | 0.61656 | 0.61656 | 0.65568 | 0.55729
8 | 28 | 10 | 202.2 | 225.6 | 225.6 | 317.2 | 278 | 2024-08-28 10:00 | 0.60485 | 0.61438 | 0.61438 | 0.63759 | 0.5417
8 | 28 | 11 | 193.7 | 205.7 | 205.7 | 313.2 | 299 | 2024-08-28 11:00 | 0.57942 | 0.56019 | 0.56019 | 0.62955 | 0.58262
8 | 28 | 12 | 186 | 209.5 | 209.5 | 324.2 | 293 | 2024-08-28 12:00 | 0.55639 | 0.57053 | 0.57053 | 0.65166 | 0.57093
8 | 28 | 13 | 176.1 | 188.5 | 188.5 | 328.2 | 283 | 2024-08-28 13:00 | 0.52677 | 0.51334 | 0.51334 | 0.6597 | 0.55144
8 | 28 | 14 | 186.3 | 198.2 | 198.2 | 314.2 | 273 | 2024-08-28 14:00 | 0.55728 | 0.53976 | 0.53976 | 0.63156 | 0.53196
8 | 28 | 15 | 178.5 | 204.5 | 204.5 | 315.2 | 273 | 2024-08-28 15:00 | 0.53395 | 0.55692 | 0.55692 | 0.63357 | 0.53196
8 | 28 | 16 | 194.5 | 214.2 | 214.2 | 293.2 | 292 | 2024-08-28 16:00 | 0.58181 | 0.58333 | 0.58333 | 0.58935 | 0.56898
8 | 28 | 17 | 193.7 | 214.7 | 214.7 | 331.1 | 261 | 2024-08-28 17:00 | 0.57942 | 0.58469 | 0.58469 | 0.66553 | 0.50857
8 | 28 | 18 | 214.3 | 237.8 | 237.8 | 354.95 | 307 | 2024-08-28 18:00 | 0.64104 | 0.6476 | 0.6476 | 0.71347 | 0.59821
8 | 28 | 19 | 266 | 276.9 | 276.9 | 432 | 346 | 2024-08-28 19:00 | 0.79569 | 0.75408 | 0.75408 | 0.86834 | 0.6742
8 | 28 | 20 | 274.1 | 290.1 | 290.1 | 426 | 339 | 2024-08-28 20:00 | 0.81992 | 0.79003 | 0.79003 | 0.85628 | 0.66056
8 | 28 | 21 | 270 | 285 | 285 | 422 | 307 | 2024-08-28 21:00 | 0.80766 | 0.77614 | 0.77614 | 0.84824 | 0.59821
8 | 28 | 22 | 263.8 | 269.8 | 269.8 | 403.05 | 299 | 2024-08-28 22:00 | 0.78911 | 0.73475 | 0.73475 | 0.81015 | 0.58262
8 | 28 | 23 | 229.9 | 258.5 | 258.5 | 364.1 | 266 | 2024-08-28 23:00 | 0.68771 | 0.70398 | 0.70398 | 0.73186 | 0.51832
8 | 29 | 0 | 213.7 | 229.7 | 229.7 | 333.25 | 250 | 2024-08-29 | 0.63925 | 0.62554 | 0.62554 | 0.66985 | 0.48714
8 | 29 | 1 | 207 | 225.4 | 225.4 | 308.2 | 233 | 2024-08-29 01:00 | 0.6192 | 0.61383 | 0.61383 | 0.6195 | 0.45401
8 | 29 | 2 | 200.4 | 218.6 | 218.6 | 310.2 | 307 | 2024-08-29 02:00 | 0.59946 | 0.59532 | 0.59532 | 0.62352 | 0.59821
8 | 29 | 3 | 196.5 | 216.8 | 216.8 | 300.2 | 216 | 2024-08-29 03:00 | 0.5878 | 0.59041 | 0.59041 | 0.60342 | 0.42089
8 | 29 | 4 | 194.3 | 217.2 | 217.2 | 292.2 | 223 | 2024-08-29 04:00 | 0.58121 | 0.5915 | 0.5915 | 0.58734 | 0.43453
8 | 29 | 5 | 202.3 | 217 | 217 | 293.2 | 219 | 2024-08-29 05:00 | 0.60515 | 0.59096 | 0.59096 | 0.58935 | 0.42673
8 | 29 | 6 | 210.5 | 222 | 222 | 287.1 | 251 | 2024-08-29 06:00 | 0.62967 | 0.60458 | 0.60458 | 0.57709 | 0.48909
8 | 29 | 7 | 214.5 | 229.3 | 229.3 | 290.05 | 302 | 2024-08-29 07:00 | 0.64164 | 0.62446 | 0.62446 | 0.58302 | 0.58846
8 | 29 | 8 | 214.2 | 232.3 | 232.3 | 295.2 | 297 | 2024-08-29 08:00 | 0.64074 | 0.63263 | 0.63263 | 0.59337 | 0.57872
8 | 29 | 9 | 210.5 | 233.4 | 233.4 | 295.2 | 242 | 2024-08-29 09:00 | 0.62967 | 0.63562 | 0.63562 | 0.59337 | 0.47155
8 | 29 | 10 | 207.4 | 224.7 | 224.7 | 294.2 | 290 | 2024-08-29 10:00 | 0.6204 | 0.61193 | 0.61193 | 0.59136 | 0.56508
8 | 29 | 11 | 198.2 | 218.7 | 218.7 | 302.2 | 286 | 2024-08-29 11:00 | 0.59288 | 0.59559 | 0.59559 | 0.60744 | 0.55729
8 | 29 | 12 | 202.3 | 203.4 | 203.4 | 300.2 | 269 | 2024-08-29 12:00 | 0.60515 | 0.55392 | 0.55392 | 0.60342 | 0.52416
8 | 29 | 13 | 190.3 | 195.7 | 195.7 | 320.2 | 258 | 2024-08-29 13:00 | 0.56925 | 0.53295 | 0.53295 | 0.64362 | 0.50273
8 | 29 | 14 | 199.4 | 197.2 | 197.2 | 310.2 | 247 | 2024-08-29 14:00 | 0.59647 | 0.53704 | 0.53704 | 0.62352 | 0.48129
8 | 29 | 15 | 193.2 | 206.3 | 206.3 | 239.15 | 270 | 2024-08-29 15:00 | 0.57792 | 0.56182 | 0.56182 | 0.4807 | 0.52611
8 | 29 | 16 | 190.8 | 202.6 | 202.6 | 282.1 | 281.4 | 2024-08-29 16:00 | 0.57074 | 0.55174 | 0.55174 | 0.56704 | 0.54832
8 | 29 | 17 | 200.8 | 218.3 | 218.3 | 288.6 | 318.4 | 2024-08-29 17:00 | 0.60066 | 0.5945 | 0.5945 | 0.5801 | 0.62042
8 | 29 | 18 | 220.8 | 255.1 | 255.1 | 337.2 | 304.4 | 2024-08-29 18:00 | 0.66048 | 0.69472 | 0.69472 | 0.67779 | 0.59314
8 | 29 | 19 | 284.8 | 283.1 | 283.1 | 370.4 | 326.4 | 2024-08-29 19:00 | 0.85193 | 0.77097 | 0.77097 | 0.74452 | 0.63601
8 | 29 | 20 | 291.8 | 280.1 | 280.1 | 367.9 | 307.4 | 2024-08-29 20:00 | 0.87287 | 0.7628 | 0.7628 | 0.7395 | 0.59899
8 | 29 | 21 | 285.1 | 277.8 | 277.8 | 352 | 283.4 | 2024-08-29 21:00 | 0.85283 | 0.75654 | 0.75654 | 0.70754 | 0.55222
8 | 29 | 22 | 272.1 | 241.6 | 241.6 | 311.2 | 289.4 | 2024-08-29 22:00 | 0.81394 | 0.65795 | 0.65795 | 0.62553 | 0.56391
8 | 29 | 23 | 250.9 | 223.5 | 223.5 | 277.2 | 266.4 | 2024-08-29 23:00 | 0.75052 | 0.60866 | 0.60866 | 0.55719 | 0.5191
8 | 30 | 0 | 225.2 | 208.1 | 208.1 | 287.2 | 257.4 | 2024-08-30 | 0.67365 | 0.56672 | 0.56672 | 0.57729 | 0.50156
8 | 30 | 1 | 218.8 | 206.75 | 206.75 | 266.2 | 247.4 | 2024-08-30 01:00 | 0.6545 | 0.56304 | 0.56304 | 0.53508 | 0.48207
8 | 30 | 2 | 212.5 | 201.9 | 201.9 | 262.2 | 239.4 | 2024-08-30 02:00 | 0.63566 | 0.54984 | 0.54984 | 0.52704 | 0.46648
8 | 30 | 3 | 209.6 | 192.4 | 192.4 | 259.2 | 238.4 | 2024-08-30 03:00 | 0.62698 | 0.52397 | 0.52397 | 0.52101 | 0.46454
8 | 30 | 4 | 207.4 | 188.5 | 188.5 | 262.2 | 242.4 | 2024-08-30 04:00 | 0.6204 | 0.51334 | 0.51334 | 0.52704 | 0.47233
8 | 30 | 5 | 214.6 | 198.5 | 198.5 | 274.2 | 262.4 | 2024-08-30 05:00 | 0.64194 | 0.54058 | 0.54058 | 0.55116 | 0.5113
8 | 30 | 6 | 222.6 | 209.7 | 209.7 | 296.2 | 286.4 | 2024-08-30 06:00 | 0.66587 | 0.57108 | 0.57108 | 0.59538 | 0.55807
8 | 30 | 7 | 229.6 | 219.35 | 219.35 | 312.2 | 320.4 | 2024-08-30 07:00 | 0.68681 | 0.59736 | 0.59736 | 0.62754 | 0.62432
8 | 30 | 8 | 227.3 | 219.15 | 219.15 | 320.2 | 329.4 | 2024-08-30 08:00 | 0.67993 | 0.59681 | 0.59681 | 0.64362 | 0.64186
8 | 30 | 9 | 228.3 | 209.3 | 209.3 | 315.2 | 329.3 | 2024-08-30 09:00 | 0.68292 | 0.56999 | 0.56999 | 0.63357 | 0.64166
8 | 30 | 10 | 223.2 | 205.3 | 205.3 | 293.2 | 328.4 | 2024-08-30 10:00 | 0.66766 | 0.5591 | 0.5591 | 0.58935 | 0.63991
8 | 30 | 11 | 203.1 | 202 | 202 | 289.2 | 333.2 | 2024-08-30 11:00 | 0.60754 | 0.55011 | 0.55011 | 0.58131 | 0.64926
8 | 30 | 12 | 195.1 | 207.5 | 207.5 | 293.2 | 331.3 | 2024-08-30 12:00 | 0.58361 | 0.56509 | 0.56509 | 0.58935 | 0.64556
8 | 30 | 13 | 171.9 | 199 | 199 | 298.2 | 314.3 | 2024-08-30 13:00 | 0.51421 | 0.54194 | 0.54194 | 0.5994 | 0.61243
8 | 30 | 14 | 192.9 | 216.7 | 216.7 | 309.2 | 325.4 | 2024-08-30 14:00 | 0.57703 | 0.59014 | 0.59014 | 0.62151 | 0.63406
8 | 30 | 15 | 212.3 | 212.1 | 212.1 | 275.2 | 310.4 | 2024-08-30 15:00 | 0.63506 | 0.57761 | 0.57761 | 0.55317 | 0.60483
8 | 30 | 16 | 213.8 | 209.1 | 209.1 | 306.2 | 310.4 | 2024-08-30 16:00 | 0.63955 | 0.56944 | 0.56944 | 0.61548 | 0.60483
8 | 30 | 17 | 219.5 | 231.8 | 231.8 | 308.2 | 345.4 | 2024-08-30 17:00 | 0.6566 | 0.63126 | 0.63126 | 0.6195 | 0.67303
8 | 30 | 18 | 240.4 | 243.6 | 243.6 | 359 | 362.4 | 2024-08-30 18:00 | 0.71911 | 0.6634 | 0.6634 | 0.72161 | 0.70616
8 | 30 | 19 | 284.5 | 280.3 | 280.3 | 394 | 423.6 | 2024-08-30 19:00 | 0.85103 | 0.76334 | 0.76334 | 0.79196 | 0.82541
8 | 30 | 20 | 253.35 | 276.7 | 276.7 | 379.9 | 413.4 | 2024-08-30 20:00 | 0.75785 | 0.75354 | 0.75354 | 0.76362 | 0.80553
8 | 30 | 21 | 184.95 | 264.2 | 264.2 | 351.3 | 395.4 | 2024-08-30 21:00 | 0.55325 | 0.7195 | 0.7195 | 0.70613 | 0.77046
8 | 30 | 22 | 223.5 | 242.3 | 242.3 | 333.1 | 369.4 | 2024-08-30 22:00 | 0.66856 | 0.65986 | 0.65986 | 0.66955 | 0.7198
8 | 30 | 23 | 213.6 | 222 | 222 | 328.2 | 326.4 | 2024-08-30 23:00 | 0.63895 | 0.60458 | 0.60458 | 0.6597 | 0.63601
8 | 31 | 0 | 197.6 | 202.8 | 202.8 | 306.2 | 308.4 | 2024-08-31 | 0.59109 | 0.55229 | 0.55229 | 0.61548 | 0.60094
8 | 31 | 1 | 121.85 | 198.6 | 198.6 | 280.2 | 297.4 | 2024-08-31 01:00 | 0.36449 | 0.54085 | 0.54085 | 0.56322 | 0.5795
8 | 31 | 2 | 159.8 | 195.8 | 195.8 | 274.2 | 259.4 | 2024-08-31 02:00 | 0.47801 | 0.53322 | 0.53322 | 0.55116 | 0.50546
8 | 31 | 3 | 155.7 | 194.5 | 194.5 | 265.2 | 272.4 | 2024-08-31 03:00 | 0.46575 | 0.52968 | 0.52968 | 0.53307 | 0.53079
8 | 31 | 4 | 165.75 | 192.2 | 192.2 | 266.2 | 274.4 | 2024-08-31 04:00 | 0.49581 | 0.52342 | 0.52342 | 0.53508 | 0.53468
8 | 31 | 5 | 168.95 | 202.3 | 202.3 | 268.2 | 287.4 | 2024-08-31 05:00 | 0.50538 | 0.55093 | 0.55093 | 0.5391 | 0.56002
8 | 31 | 6 | 187.45 | 198.8 | 198.8 | 289.2 | 308.4 | 2024-08-31 06:00 | 0.56072 | 0.54139 | 0.54139 | 0.58131 | 0.60094
8 | 31 | 7 | 189.65 | 201.5 | 201.5 | 296 | 338.4 | 2024-08-31 07:00 | 0.5673 | 0.54875 | 0.54875 | 0.59497 | 0.65939
8 | 31 | 8 | 189.6 | 211.1 | 211.1 | 333.3 | 351 | 2024-08-31 08:00 | 0.56716 | 0.57489 | 0.57489 | 0.66995 | 0.68394
8 | 31 | 9 | 193.1 | 220 | 220 | 322.3 | 351 | 2024-08-31 09:00 | 0.57762 | 0.59913 | 0.59913 | 0.64784 | 0.68394
8 | 31 | 10 | 207.4 | 205 | 205 | 317.3 | 333 | 2024-08-31 10:00 | 0.6204 | 0.55828 | 0.55828 | 0.63779 | 0.64887
8 | 31 | 11 | 188.3 | 216.4 | 216.4 | 292.3 | 336.4 | 2024-08-31 11:00 | 0.56327 | 0.58932 | 0.58932 | 0.58754 | 0.65549
8 | 31 | 12 | 176.15 | 203.5 | 203.5 | 294.3 | 353.4 | 2024-08-31 12:00 | 0.52692 | 0.55419 | 0.55419 | 0.59156 | 0.68862
8 | 31 | 13 | 175.25 | 200.8 | 200.8 | 285.3 | 344.4 | 2024-08-31 13:00 | 0.52423 | 0.54684 | 0.54684 | 0.57347 | 0.67108
8 | 31 | 14 | 162.2 | 203.6 | 203.6 | 290.3 | 337.4 | 2024-08-31 14:00 | 0.48519 | 0.55447 | 0.55447 | 0.58352 | 0.65744
8 | 31 | 15 | 172.25 | 193.7 | 193.7 | 283.3 | 346.4 | 2024-08-31 15:00 | 0.51526 | 0.52751 | 0.52751 | 0.56945 | 0.67498
8 | 31 | 16 | 197.8 | 222.7 | 222.7 | 292.3 | 331.4 | 2024-08-31 16:00 | 0.59168 | 0.60648 | 0.60648 | 0.58754 | 0.64575
8 | 31 | 17 | 192.1 | 228.5 | 228.5 | 312.3 | 342.4 | 2024-08-31 17:00 | 0.57463 | 0.62228 | 0.62228 | 0.62774 | 0.66719
8 | 31 | 18 | 234.15 | 243.3 | 243.3 | 346.05 | 381.4 | 2024-08-31 18:00 | 0.70042 | 0.66258 | 0.66258 | 0.69558 | 0.74318
8 | 31 | 19 | 274.5 | 249.8 | 249.8 | 381 | 434.4 | 2024-08-31 19:00 | 0.82112 | 0.68028 | 0.68028 | 0.76583 | 0.84645
8 | 31 | 20 | 279.55 | 298.7 | 298.7 | 366.85 | 435.4 | 2024-08-31 20:00 | 0.83622 | 0.81345 | 0.81345 | 0.73739 | 0.8484
8 | 31 | 21 | 276.45 | 296.6 | 296.6 | 331.4 | 425.4 | 2024-08-31 21:00 | 0.82695 | 0.80773 | 0.80773 | 0.66613 | 0.82892
8 | 31 | 22 | 265.1 | 295.6 | 295.6 | 328.1 | 396.4 | 2024-08-31 22:00 | 0.793 | 0.80501 | 0.80501 | 0.6595 | 0.77241
8 | 31 | 23 | 245.8 | 245.8 | 245.8 | 282.3 | 362.4 | 2024-08-31 23:00 | 0.73527 | 0.66939 | 0.66939 | 0.56744 | 0.70616
9 | 1 | 0 | 224.15 | 236.5 | 236.5 | 260.3 | 341.4 | 2024-09-01 | 0.67051 | 0.64406 | 0.64406 | 0.52322 | 0.66524
9 | 1 | 1 | 211.15 | 228.2 | 228.2 | 251.3 | 323.4 | 2024-09-01 01:00 | 0.63162 | 0.62146 | 0.62146 | 0.50513 | 0.63016
9 | 1 | 2 | 199.25 | 221.3 | 221.3 | 248.3 | 300.4 | 2024-09-01 02:00 | 0.59602 | 0.60267 | 0.60267 | 0.4991 | 0.58535
9 | 1 | 3 | 197.45 | 218.5 | 218.5 | 249.3 | 299.4 | 2024-09-01 03:00 | 0.59064 | 0.59504 | 0.59504 | 0.50111 | 0.5834
9 | 1 | 4 | 194.75 | 215.2 | 215.2 | 251.3 | 296.4 | 2024-09-01 04:00 | 0.58256 | 0.58606 | 0.58606 | 0.50513 | 0.57755
9 | 1 | 5 | 205.4 | 214.8 | 214.8 | 262.3 | 306.4 | 2024-09-01 05:00 | 0.61442 | 0.58497 | 0.58497 | 0.52724 | 0.59704
9 | 1 | 6 | 222.25 | 222.2 | 222.2 | 287.3 | 310.4 | 2024-09-01 06:00 | 0.66482 | 0.60512 | 0.60512 | 0.57749 | 0.60483
9 | 1 | 7 | 223.55 | 223.7 | 223.7 | 315.1 | 333.4 | 2024-09-01 07:00 | 0.66871 | 0.6092 | 0.6092 | 0.63337 | 0.64965
9 | 1 | 8 | 206.45 | 228 | 228 | 326.1 | 373 | 2024-09-01 08:00 | 0.61756 | 0.62092 | 0.62092 | 0.65548 | 0.72681
9 | 1 | 9 | 196.1 | 218.1 | 218.1 | 316.1 | 314 | 2024-09-01 09:00 | 0.5866 | 0.59395 | 0.59395 | 0.63538 | 0.61185
9 | 1 | 10 | 197.4 | 215 | 215 | 312.1 | 332 | 2024-09-01 10:00 | 0.59049 | 0.58551 | 0.58551 | 0.62734 | 0.64692
9 | 1 | 11 | 195.6 | 211.3 | 211.3 | 284.1 | 346 | 2024-09-01 11:00 | 0.5851 | 0.57544 | 0.57544 | 0.57106 | 0.6742
9 | 1 | 12 | 203.4 | 192.8 | 192.8 | 289.1 | 312 | 2024-09-01 12:00 | 0.60844 | 0.52505 | 0.52505 | 0.58111 | 0.60795
9 | 1 | 13 | 212.85 | 196.8 | 196.8 | 288.1 | 297 | 2024-09-01 13:00 | 0.6367 | 0.53595 | 0.53595 | 0.5791 | 0.57872
9 | 1 | 14 | 206 | 122.25 | 122.25 | 296.1 | 286 | 2024-09-01 14:00 | 0.61621 | 0.33292 | 0.33292 | 0.59518 | 0.55729
9 | 1 | 15 | 199.65 | 200.3 | 200.3 | 292.1 | 316 | 2024-09-01 15:00 | 0.59722 | 0.54548 | 0.54548 | 0.58714 | 0.61574
9 | 1 | 16 | 206.7 | 206.1 | 206.1 | 312.1 | 287 | 2024-09-01 16:00 | 0.61831 | 0.56127 | 0.56127 | 0.62734 | 0.55924
9 | 1 | 17 | 198.75 | 227.2 | 227.2 | 330.9 | 308 | 2024-09-01 17:00 | 0.59453 | 0.61874 | 0.61874 | 0.66513 | 0.60016
9 | 1 | 18 | 225.5 | 240.4 | 240.4 | 341.85 | 353 | 2024-09-01 18:00 | 0.67454 | 0.65468 | 0.65468 | 0.68714 | 0.68784
9 | 1 | 19 | 265.9 | 287.5 | 287.5 | 389.9 | 401 | 2024-09-01 19:00 | 0.79539 | 0.78295 | 0.78295 | 0.78372 | 0.78137
9 | 1 | 20 | 269.1 | 286.5 | 286.5 | 383.65 | 394 | 2024-09-01 20:00 | 0.80497 | 0.78023 | 0.78023 | 0.77116 | 0.76773
9 | 1 | 21 | 225.9 | 278.3 | 278.3 | 363 | 374 | 2024-09-01 21:00 | 0.67574 | 0.7579 | 0.7579 | 0.72965 | 0.72876
9 | 1 | 22 | 219.5 | 258.9 | 258.9 | 343 | 346 | 2024-09-01 22:00 | 0.6566 | 0.70507 | 0.70507 | 0.68945 | 0.6742
9 | 1 | 23 | 210.9 | 245.7 | 245.7 | 332.2 | 312 | 2024-09-01 23:00 | 0.63087 | 0.66912 | 0.66912 | 0.66774 | 0.60795
9 | 2 | 0 | 197.8 | 215.35 | 215.35 | 296.3 | 288 | 2024-09-02 | 0.59168 | 0.58647 | 0.58647 | 0.59558 | 0.56118
9 | 2 | 1 | 188.8 | 214.2 | 214.2 | 283.3 | 282 | 2024-09-02 01:00 | 0.56476 | 0.58333 | 0.58333 | 0.56945 | 0.54949
9 | 2 | 2 | 183.8 | 209.2 | 209.2 | 278.3 | 220 | 2024-09-02 02:00 | 0.54981 | 0.56972 | 0.56972 | 0.5594 | 0.42868
9 | 2 | 3 | 176.9 | 204.1 | 204.1 | 274.3 | 253 | 2024-09-02 03:00 | 0.52917 | 0.55583 | 0.55583 | 0.55136 | 0.49299
9 | 2 | 4 | 174.25 | 204.1 | 204.1 | 275.3 | 256 | 2024-09-02 04:00 | 0.52124 | 0.55583 | 0.55583 | 0.55337 | 0.49883
9 | 2 | 5 | 180.45 | 204.3 | 204.3 | 289.2 | 273 | 2024-09-02 05:00 | 0.53978 | 0.55637 | 0.55637 | 0.58131 | 0.53196
9 | 2 | 6 | 186.65 | 209.1 | 209.1 | 306.6 | 298 | 2024-09-02 06:00 | 0.55833 | 0.56944 | 0.56944 | 0.61628 | 0.58067
9 | 2 | 7 | 195.55 | 189.2 | 189.2 | 319.55 | 350 | 2024-09-02 07:00 | 0.58495 | 0.51525 | 0.51525 | 0.64231 | 0.682
9 | 2 | 8 | 200.75 | 191.2 | 191.2 | 325.75 | 353 | 2024-09-02 08:00 | 0.60051 | 0.5207 | 0.5207 | 0.65477 | 0.68784
9 | 2 | 9 | 194.5 | 204.3 | 204.3 | 311.75 | 360 | 2024-09-02 09:00 | 0.58181 | 0.55637 | 0.55637 | 0.62663 | 0.70148
9 | 2 | 10 | 193.6 | 201.3 | 201.3 | 309.75 | 361 | 2024-09-02 10:00 | 0.57912 | 0.5482 | 0.5482 | 0.62261 | 0.70343
9 | 2 | 11 | 180.8 | 194.3 | 194.3 | 325.25 | 377 | 2024-09-02 11:00 | 0.54083 | 0.52914 | 0.52914 | 0.65377 | 0.73461
9 | 2 | 12 | 184.45 | 195.3 | 195.3 | 325.25 | 327 | 2024-09-02 12:00 | 0.55175 | 0.53186 | 0.53186 | 0.65377 | 0.63718
9 | 2 | 13 | 185.8 | 200.1 | 200.1 | 305.25 | 342 | 2024-09-02 13:00 | 0.55579 | 0.54493 | 0.54493 | 0.61357 | 0.66641
9 | 2 | 14 | 185.5 | 217.9 | 217.9 | 308.25 | 348 | 2024-09-02 14:00 | 0.55489 | 0.59341 | 0.59341 | 0.6196 | 0.6781
9 | 2 | 15 | 185.4 | 216.6 | 216.6 | 305.25 | 363 | 2024-09-02 15:00 | 0.55459 | 0.58987 | 0.58987 | 0.61357 | 0.70733
9 | 2 | 16 | 193.85 | 218.8 | 218.8 | 306.25 | 368 | 2024-09-02 16:00 | 0.57987 | 0.59586 | 0.59586 | 0.61558 | 0.71707
9 | 2 | 17 | 209 | 203.9 | 203.9 | 315.45 | 356 | 2024-09-02 17:00 | 0.62519 | 0.55528 | 0.55528 | 0.63407 | 0.69369
9 | 2 | 18 | 225.3 | 240.4 | 240.4 | 366.9 | 398 | 2024-09-02 18:00 | 0.67395 | 0.65468 | 0.65468 | 0.73749 | 0.77553
9 | 2 | 19 | 245.4 | 289.7 | 289.7 | 400.65 | 445 | 2024-09-02 19:00 | 0.73407 | 0.78894 | 0.78894 | 0.80533 | 0.86711
9 | 2 | 20 | 283.3 | 289.6 | 289.6 | 409 | 443 | 2024-09-02 20:00 | 0.84744 | 0.78867 | 0.78867 | 0.82211 | 0.86321
9 | 2 | 21 | 268.4 | 281.6 | 281.6 | 405 | 427 | 2024-09-02 21:00 | 0.80287 | 0.76688 | 0.76688 | 0.81407 | 0.83203
9 | 2 | 22 | 268.4 | 284.1 | 284.1 | 365 | 333 | 2024-09-02 22:00 | 0.80287 | 0.77369 | 0.77369 | 0.73367 | 0.64887
9 | 2 | 23 | 237.4 | 239.6 | 239.6 | 346.6 | 344 | 2024-09-02 23:00 | 0.71014 | 0.65251 | 0.65251 | 0.69668 | 0.6703
9 | 3 | 0 | 214.2 | 221.7 | 221.7 | 323.8 | 164 | 2024-09-03 | 0.64074 | 0.60376 | 0.60376 | 0.65085 | 0.31956
9 | 3 | 1 | 211.6 | 219.5 | 219.5 | 277.3 | 261 | 2024-09-03 01:00 | 0.63296 | 0.59777 | 0.59777 | 0.55739 | 0.50857
9 | 3 | 2 | 205.2 | 214.6 | 214.6 | 268.3 | 297 | 2024-09-03 02:00 | 0.61382 | 0.58442 | 0.58442 | 0.5393 | 0.57872
9 | 3 | 3 | 202 | 209.4 | 209.4 | 263.3 | 289 | 2024-09-03 03:00 | 0.60425 | 0.57026 | 0.57026 | 0.52925 | 0.56313
9 | 3 | 4 | 193.5 | 209.5 | 209.5 | 265.3 | 285 | 2024-09-03 04:00 | 0.57882 | 0.57053 | 0.57053 | 0.53327 | 0.55534
9 | 3 | 5 | 204.3 | 209.7 | 209.7 | 271.8 | 293 | 2024-09-03 05:00 | 0.61113 | 0.57108 | 0.57108 | 0.54633 | 0.57093
9 | 3 | 6 | 209.7 | 215 | 215 | 296.2 | 304 | 2024-09-03 06:00 | 0.62728 | 0.58551 | 0.58551 | 0.59538 | 0.59236
9 | 3 | 7 | 207.5 | 229.7 | 229.7 | 345.2 | 330 | 2024-09-03 07:00 | 0.6207 | 0.62554 | 0.62554 | 0.69387 | 0.64302
9 | 3 | 8 | 207.3 | 238.5 | 238.5 | 352.3 | 326 | 2024-09-03 08:00 | 0.6201 | 0.64951 | 0.64951 | 0.70814 | 0.63523
9 | 3 | 9 | 218.5 | 228.3 | 228.3 | 351.3 | 331.2 | 2024-09-03 09:00 | 0.6536 | 0.62173 | 0.62173 | 0.70613 | 0.64536
9 | 3 | 10 | 203 | 229.9 | 229.9 | 346.3 | 337.2 | 2024-09-03 10:00 | 0.60724 | 0.62609 | 0.62609 | 0.69608 | 0.65705
9 | 3 | 11 | 202.3 | 210.1 | 210.1 | 349.3 | 336.2 | 2024-09-03 11:00 | 0.60515 | 0.57217 | 0.57217 | 0.70211 | 0.65511
9 | 3 | 12 | 202.7 | 205.7 | 205.7 | 351.5 | 348.2 | 2024-09-03 12:00 | 0.60634 | 0.56019 | 0.56019 | 0.70653 | 0.67849
9 | 3 | 13 | 200.8 | 213.7 | 213.7 | 334.2 | 350.2 | 2024-09-03 13:00 | 0.60066 | 0.58197 | 0.58197 | 0.67176 | 0.68239
9 | 3 | 14 | 189.5 | 210.8 | 210.8 | 321.6 | 341.2 | 2024-09-03 14:00 | 0.56686 | 0.57407 | 0.57407 | 0.64643 | 0.66485
9 | 3 | 15 | 187.7 | 215.1 | 215.1 | 284.4 | 337.2 | 2024-09-03 15:00 | 0.56147 | 0.58578 | 0.58578 | 0.57166 | 0.65705
9 | 3 | 16 | 208.2 | 222 | 222 | 313.4 | 344.2 | 2024-09-03 16:00 | 0.62279 | 0.60458 | 0.60458 | 0.62995 | 0.67069
9 | 3 | 17 | 209.9 | 219 | 219 | 341.3 | 331.2 | 2024-09-03 17:00 | 0.62788 | 0.59641 | 0.59641 | 0.68603 | 0.64536
9 | 3 | 18 | 246.8 | 243.8 | 243.8 | 350 | 359.2 | 2024-09-03 18:00 | 0.73826 | 0.66394 | 0.66394 | 0.70352 | 0.69992
9 | 3 | 19 | 261.4 | 293.3 | 293.3 | 350.4 | 434.3 | 2024-09-03 19:00 | 0.78193 | 0.79875 | 0.79875 | 0.70432 | 0.84626
9 | 3 | 20 | 249.3 | 308.2 | 308.2 | 348.1 | 437.3 | 2024-09-03 20:00 | 0.74574 | 0.83932 | 0.83932 | 0.6997 | 0.8521
9 | 3 | 21 | 223.3 | 296.2 | 296.2 | 349.9 | 421.3 | 2024-09-03 21:00 | 0.66796 | 0.80664 | 0.80664 | 0.70332 | 0.82093
9 | 3 | 22 | 208.2 | 283 | 283 | 325.6 | 397.3 | 2024-09-03 22:00 | 0.62279 | 0.7707 | 0.7707 | 0.65447 | 0.77416
9 | 3 | 23 | 193 | 247.1 | 247.1 | 343.3 | 353.3 | 2024-09-03 23:00 | 0.57733 | 0.67293 | 0.67293 | 0.69005 | 0.68843
9 | 4 | 0 | 191.2 | 241.1 | 241.1 | 298.7 | 329.3 | 2024-09-04 | 0.57194 | 0.65659 | 0.65659 | 0.6004 | 0.64166
9 | 4 | 1 | 186.3 | 235.7 | 235.7 | 285.5 | 312.3 | 2024-09-04 01:00 | 0.55728 | 0.64188 | 0.64188 | 0.57387 | 0.60853
9 | 4 | 2 | 177 | 226.2 | 226.2 | 286.5 | 301.3 | 2024-09-04 02:00 | 0.52946 | 0.61601 | 0.61601 | 0.57588 | 0.5871
9 | 4 | 3 | 178.4 | 221.6 | 221.6 | 283.5 | 292.3 | 2024-09-04 03:00 | 0.53365 | 0.60349 | 0.60349 | 0.56985 | 0.56956
9 | 4 | 4 | 178.1 | 224 | 224 | 282.5 | 289.3 | 2024-09-04 04:00 | 0.53276 | 0.61002 | 0.61002 | 0.56784 | 0.56372
9 | 4 | 5 | 190.7 | 220.2 | 220.2 | 294.5 | 285.3 | 2024-09-04 05:00 | 0.57045 | 0.59967 | 0.59967 | 0.59196 | 0.55592
9 | 4 | 6 | 205.4 | 234.2 | 234.2 | 310.5 | 293.3 | 2024-09-04 06:00 | 0.61442 | 0.6378 | 0.6378 | 0.62412 | 0.57151
9 | 4 | 7 | 210.2 | 236.8 | 236.8 | 324.5 | 323.3 | 2024-09-04 07:00 | 0.62878 | 0.64488 | 0.64488 | 0.65226 | 0.62997
9 | 4 | 8 | 211.6 | 238.6 | 238.6 | 311.6 | 332.3 | 2024-09-04 08:00 | 0.63296 | 0.64978 | 0.64978 | 0.62633 | 0.64751
9 | 4 | 9 | 209 | 235.9 | 235.9 | 309.8 | 332.3 | 2024-09-04 09:00 | 0.62519 | 0.64243 | 0.64243 | 0.62271 | 0.64751
9 | 4 | 10 | 210.3 | 228.6 | 228.6 | 291.6 | 339.3 | 2024-09-04 10:00 | 0.62908 | 0.62255 | 0.62255 | 0.58613 | 0.66115
9 | 4 | 11 | 193 | 221.3 | 221.3 | 291.6 | 346.3 | 2024-09-04 11:00 | 0.57733 | 0.60267 | 0.60267 | 0.58613 | 0.67479
9 | 4 | 12 | 191.4 | 222.6 | 222.6 | 267.6 | 353.3 | 2024-09-04 12:00 | 0.57254 | 0.60621 | 0.60621 | 0.53789 | 0.68843
9 | 4 | 13 | 205.2 | 220.1 | 220.1 | 288.6 | 359.3 | 2024-09-04 13:00 | 0.61382 | 0.5994 | 0.5994 | 0.5801 | 0.70012
9 | 4 | 14 | 200.4 | 216.8 | 216.8 | 283.6 | 347.3 | 2024-09-04 14:00 | 0.59946 | 0.59041 | 0.59041 | 0.57005 | 0.67673
9 | 4 | 15 | 199.3 | 213.4 | 213.4 | 304.6 | 342.3 | 2024-09-04 15:00 | 0.59617 | 0.58115 | 0.58115 | 0.61226 | 0.66699
9 | 4 | 16 | 196 | 206.2 | 206.2 | 308.6 | 346.3 | 2024-09-04 16:00 | 0.5863 | 0.56155 | 0.56155 | 0.6203 | 0.67479
9 | 4 | 17 | 208.4 | 218.05 | 218.05 | 300.6 | 339.3 | 2024-09-04 17:00 | 0.62339 | 0.59382 | 0.59382 | 0.60422 | 0.66115
9 | 4 | 18 | 224.7 | 225.1 | 225.1 | 392.85 | 361 | 2024-09-04 18:00 | 0.67215 | 0.61302 | 0.61302 | 0.78965 | 0.70343
9 | 4 | 19 | 274.9 | 307.65 | 307.65 | 421.95 | 367 | 2024-09-04 19:00 | 0.82232 | 0.83783 | 0.83783 | 0.84814 | 0.71512
9 | 4 | 20 | 279.9 | 296.55 | 296.55 | 408 | 395 | 2024-09-04 20:00 | 0.83727 | 0.8076 | 0.8076 | 0.8201 | 0.76968
9 | 4 | 21 | 255.8 | 290.8 | 290.8 | 350.85 | 408 | 2024-09-04 21:00 | 0.76518 | 0.79194 | 0.79194 | 0.70523 | 0.79501
9 | 4 | 22 | 244.3 | 278.1 | 278.1 | 397.2 | 396 | 2024-09-04 22:00 | 0.73078 | 0.75735 | 0.75735 | 0.79839 | 0.77163
9 | 4 | 23 | 238.3 | 243 | 243 | 349.6 | 339 | 2024-09-04 23:00 | 0.71283 | 0.66176 | 0.66176 | 0.70271 | 0.66056
9 | 5 | 0 | 202 | 232.7 | 232.7 | 329.1 | 333 | 2024-09-05 | 0.60425 | 0.63371 | 0.63371 | 0.66151 | 0.64887
9 | 5 | 1 | 199.5 | 220.7 | 220.7 | 305.1 | 330 | 2024-09-05 01:00 | 0.59677 | 0.60103 | 0.60103 | 0.61327 | 0.64302
9 | 5 | 2 | 193.3 | 211.3 | 211.3 | 293.1 | 319 | 2024-09-05 02:00 | 0.57822 | 0.57544 | 0.57544 | 0.58915 | 0.62159
9 | 5 | 3 | 189.5 | 207.2 | 207.2 | 286.1 | 308 | 2024-09-05 03:00 | 0.56686 | 0.56427 | 0.56427 | 0.57508 | 0.60016
9 | 5 | 4 | 203.6 | 211.9 | 211.9 | 286.1 | 302 | 2024-09-05 04:00 | 0.60903 | 0.57707 | 0.57707 | 0.57508 | 0.58846
9 | 5 | 5 | 196.4 | 220.2 | 220.2 | 318.05 | 310 | 2024-09-05 05:00 | 0.5875 | 0.59967 | 0.59967 | 0.6393 | 0.60405
9 | 5 | 6 | 206.4 | 220.3 | 220.3 | 309.05 | 331 | 2024-09-05 06:00 | 0.61741 | 0.59995 | 0.59995 | 0.62121 | 0.64497
9 | 5 | 7 | 215.9 | 230.9 | 230.9 | 318.05 | 360 | 2024-09-05 07:00 | 0.64583 | 0.62881 | 0.62881 | 0.6393 | 0.70148
9 | 5 | 8 | 219.7 | 237.3 | 237.3 | 312.1 | 362 | 2024-09-05 08:00 | 0.65719 | 0.64624 | 0.64624 | 0.62734 | 0.70538
9 | 5 | 9 | 212.5 | 235 | 235 | 286.1 | 370 | 2024-09-05 09:00 | 0.63566 | 0.63998 | 0.63998 | 0.57508 | 0.72097
9 | 5 | 10 | 216.6 | 231.8 | 231.8 | 302.1 | 368 | 2024-09-05 10:00 | 0.64792 | 0.63126 | 0.63126 | 0.60724 | 0.71707
9 | 5 | 11 | 200.4 | 224.7 | 224.7 | 301.1 | 392 | 2024-09-05 11:00 | 0.59946 | 0.61193 | 0.61193 | 0.60523 | 0.76383
9 | 5 | 12 | 201.7 | 215.3 | 215.3 | 309.1 | 388 | 2024-09-05 12:00 | 0.60335 | 0.58633 | 0.58633 | 0.62131 | 0.75604
9 | 5 | 13 | 197.6 | 208.4 | 208.4 | 292.1 | 367 | 2024-09-05 13:00 | 0.59109 | 0.56754 | 0.56754 | 0.58714 | 0.71512
9 | 5 | 14 | 190.6 | 214.6 | 214.6 | 296.1 | 363 | 2024-09-05 14:00 | 0.57015 | 0.58442 | 0.58442 | 0.59518 | 0.70733
9 | 5 | 15 | 195.4 | 226.4 | 226.4 | 297 | 367 | 2024-09-05 15:00 | 0.5845 | 0.61656 | 0.61656 | 0.59698 | 0.71512
9 | 5 | 16 | 199.4 | 220.9 | 220.9 | 310 | 361 | 2024-09-05 16:00 | 0.59647 | 0.60158 | 0.60158 | 0.62312 | 0.70343
9 | 5 | 17 | 202.5 | 208.9 | 208.9 | 319.8 | 325 | 2024-09-05 17:00 | 0.60574 | 0.5689 | 0.5689 | 0.64281 | 0.63328
9 | 5 | 18 | 219.45 | 250 | 250 | 400.6 | 336 | 2024-09-05 18:00 | 0.65645 | 0.68083 | 0.68083 | 0.80523 | 0.65472
9 | 5 | 19 | 252.55 | 277.5 | 277.5 | 390.4 | 384 | 2024-09-05 19:00 | 0.75546 | 0.75572 | 0.75572 | 0.78472 | 0.74825
9 | 5 | 20 | 274.25 | 299.7 | 299.7 | 385.7 | 398 | 2024-09-05 20:00 | 0.82037 | 0.81618 | 0.81618 | 0.77528 | 0.77553
9 | 5 | 21 | 278.5 | 280.7 | 280.7 | 364.6 | 411 | 2024-09-05 21:00 | 0.83308 | 0.76443 | 0.76443 | 0.73286 | 0.80086
9 | 5 | 22 | 256.4 | 280.5 | 280.5 | 373.8 | 384 | 2024-09-05 22:00 | 0.76698 | 0.76389 | 0.76389 | 0.75136 | 0.74825
9 | 5 | 23 | 247.9 | 260.6 | 260.6 | 343.4 | 359 | 2024-09-05 23:00 | 0.74155 | 0.70969 | 0.70969 | 0.69025 | 0.69953
9 | 6 | 0 | 220.1 | 221.7 | 221.7 | 296.2 | 327 | 2024-09-06 | 0.65839 | 0.60376 | 0.60376 | 0.59538 | 0.63718
9 | 6 | 1 | 212.4 | 219.4 | 219.4 | 307.2 | 322 | 2024-09-06 01:00 | 0.63536 | 0.59749 | 0.59749 | 0.61749 | 0.62744
9 | 6 | 2 | 204 | 214.3 | 214.3 | 281.2 | 312 | 2024-09-06 02:00 | 0.61023 | 0.58361 | 0.58361 | 0.56523 | 0.60795
9 | 6 | 3 | 198.7 | 209 | 209 | 271.2 | 312 | 2024-09-06 03:00 | 0.59438 | 0.56917 | 0.56917 | 0.54513 | 0.60795
9 | 6 | 4 | 200.4 | 201.4 | 201.4 | 267.2 | 282 | 2024-09-06 04:00 | 0.59946 | 0.54847 | 0.54847 | 0.53709 | 0.54949
9 | 6 | 5 | 206.4 | 206.8 | 206.8 | 275.2 | 294 | 2024-09-06 05:00 | 0.61741 | 0.56318 | 0.56318 | 0.55317 | 0.57288
9 | 6 | 6 | 216.2 | 213.7 | 213.7 | 291.2 | 314 | 2024-09-06 06:00 | 0.64672 | 0.58197 | 0.58197 | 0.58533 | 0.61185
9 | 6 | 7 | 208.4 | 223 | 223 | 308.9 | 330 | 2024-09-06 07:00 | 0.62339 | 0.6073 | 0.6073 | 0.6209 | 0.64302
9 | 6 | 8 | 210.3 | 231.3 | 231.3 | 312.1 | 337 | 2024-09-06 08:00 | 0.62908 | 0.6299 | 0.6299 | 0.62734 | 0.65666
9 | 6 | 9 | 200.4 | 229.2 | 229.2 | 295.3 | 327 | 2024-09-06 09:00 | 0.59946 | 0.62418 | 0.62418 | 0.59357 | 0.63718
9 | 6 | 10 | 199.6 | 224.2 | 224.2 | 312.2 | 322 | 2024-09-06 10:00 | 0.59707 | 0.61057 | 0.61057 | 0.62754 | 0.62744
9 | 6 | 11 | 198.1 | 203.8 | 203.8 | 326.4 | 332 | 2024-09-06 11:00 | 0.59258 | 0.55501 | 0.55501 | 0.65608 | 0.64692
9 | 6 | 12 | 188.1 | 184.2 | 184.2 | 328.4 | 326 | 2024-09-06 12:00 | 0.56267 | 0.50163 | 0.50163 | 0.6601 | 0.63523
9 | 6 | 13 | 186.1 | 198.2 | 198.2 | 328.4 | 322 | 2024-09-06 13:00 | 0.55669 | 0.53976 | 0.53976 | 0.6601 | 0.62744
9 | 6 | 14 | 185.1 | 205 | 205 | 313.4 | 331 | 2024-09-06 14:00 | 0.55369 | 0.55828 | 0.55828 | 0.62995 | 0.64497
9 | 6 | 15 | 185.7 | 203.5 | 203.5 | 248.95 | 331 | 2024-09-06 15:00 | 0.55549 | 0.55419 | 0.55419 | 0.5004 | 0.64497
9 | 6 | 16 | 198.7 | 215.5 | 215.5 | 273.75 | 350 | 2024-09-06 16:00 | 0.59438 | 0.58687 | 0.58687 | 0.55025 | 0.682
9 | 6 | 17 | 203.7 | 229.9 | 229.9 | 315.4 | 386 | 2024-09-06 17:00 | 0.60933 | 0.62609 | 0.62609 | 0.63397 | 0.75214
9 | 6 | 18 | 235.5 | 251 | 251 | 355.2 | 405 | 2024-09-06 18:00 | 0.70446 | 0.68355 | 0.68355 | 0.71397 | 0.78917
9 | 6 | 19 | 280.25 | 292.1 | 292.1 | 407 | 437 | 2024-09-06 19:00 | 0.83832 | 0.79548 | 0.79548 | 0.81809 | 0.85152
9 | 6 | 20 | 285.75 | 291.1 | 291.1 | 405.8 | 443 | 2024-09-06 20:00 | 0.85477 | 0.79276 | 0.79276 | 0.81568 | 0.86321
9 | 6 | 21 | 284.05 | 284.8 | 284.8 | 394.8 | 430 | 2024-09-06 21:00 | 0.84969 | 0.7756 | 0.7756 | 0.79357 | 0.83788
9 | 6 | 22 | 265.2 | 277.1 | 277.1 | 359.7 | 384 | 2024-09-06 22:00 | 0.7933 | 0.75463 | 0.75463 | 0.72302 | 0.74825
9 | 6 | 23 | 246.7 | 231.8 | 231.8 | 365.75 | 363 | 2024-09-06 23:00 | 0.73796 | 0.63126 | 0.63126 | 0.73518 | 0.70733
9 | 7 | 0 | 216.7 | 218.9 | 218.9 | 296.9 | 344 | 2024-09-07 | 0.64822 | 0.59613 | 0.59613 | 0.59678 | 0.6703
9 | 7 | 1 | 207.7 | 272.9 | 272.9 | 252.9 | 322 | 2024-09-07 01:00 | 0.6213 | 0.74319 | 0.74319 | 0.50834 | 0.62744
9 | 7 | 2 | 201.7 | 208.3 | 208.3 | 234.9 | 311 | 2024-09-07 02:00 | 0.60335 | 0.56727 | 0.56727 | 0.47216 | 0.606
9 | 7 | 3 | 197.7 | 206.4 | 206.4 | 236.9 | 297 | 2024-09-07 03:00 | 0.59138 | 0.56209 | 0.56209 | 0.47618 | 0.57872
9 | 7 | 4 | 190.7 | 206.7 | 206.7 | 240.9 | 294 | 2024-09-07 04:00 | 0.57045 | 0.56291 | 0.56291 | 0.48422 | 0.57288
9 | 7 | 5 | 201.7 | 211.9 | 211.9 | 243.9 | 305 | 2024-09-07 05:00 | 0.60335 | 0.57707 | 0.57707 | 0.49025 | 0.59431
9 | 7 | 6 | 210.7 | 213.2 | 213.2 | 261.9 | 323 | 2024-09-07 06:00 | 0.63027 | 0.58061 | 0.58061 | 0.52643 | 0.62938
9 | 7 | 7 | 204.7 | 229.1 | 229.1 | 287.6 | 354 | 2024-09-07 07:00 | 0.61232 | 0.62391 | 0.62391 | 0.57809 | 0.68979
9 | 7 | 8 | 211.7 | 225.8 | 225.8 | 297.6 | 360 | 2024-09-07 08:00 | 0.63326 | 0.61492 | 0.61492 | 0.59819 | 0.70148
9 | 7 | 9 | 198.7 | 226.8 | 226.8 | 313 | 349 | 2024-09-07 09:00 | 0.59438 | 0.61765 | 0.61765 | 0.62915 | 0.68005
9 | 7 | 10 | 196.7 | 219.2 | 219.2 | 316 | 352 | 2024-09-07 10:00 | 0.58839 | 0.59695 | 0.59695 | 0.63518 | 0.68589
9 | 7 | 11 | 189.7 | 219.2 | 219.2 | 333 | 346 | 2024-09-07 11:00 | 0.56745 | 0.59695 | 0.59695 | 0.66935 | 0.6742
9 | 7 | 12 | 194.7 | 216.8 | 216.8 | 315 | 354 | 2024-09-07 12:00 | 0.58241 | 0.59041 | 0.59041 | 0.63317 | 0.68979
9 | 7 | 13 | 195.7 | 212.7 | 212.7 | 338 | 353 | 2024-09-07 13:00 | 0.5854 | 0.57925 | 0.57925 | 0.6794 | 0.68784
9 | 7 | 14 | 185.7 | 214.3 | 214.3 | 343 | 359.4 | 2024-09-07 14:00 | 0.55549 | 0.58361 | 0.58361 | 0.68945 | 0.70031
9 | 7 | 15 | 33.7 | 213.9 | 213.9 | 333 | 353 | 2024-09-07 15:00 | 0.10081 | 0.58252 | 0.58252 | 0.66935 | 0.68784
9 | 7 | 16 | 55.4 | 213 | 213 | 335.9 | 383 | 2024-09-07 16:00 | 0.16572 | 0.58007 | 0.58007 | 0.67518 | 0.7463
9 | 7 | 17 | 189.5 | 210.9 | 210.9 | 340 | 379 | 2024-09-07 17:00 | 0.56686 | 0.57435 | 0.57435 | 0.68342 | 0.7385
9 | 7 | 18 | 231 | 248 | 248 | 385.5 | 411 | 2024-09-07 18:00 | 0.691 | 0.67538 | 0.67538 | 0.77487 | 0.80086
9 | 7 | 19 | 274.9 | 277.1 | 277.1 | 444.4 | 454 | 2024-09-07 19:00 | 0.82232 | 0.75463 | 0.75463 | 0.89327 | 0.88465
9 | 7 | 20 | 282.8 | 275.2 | 275.2 | 433.9 | 445.5 | 2024-09-07 20:00 | 0.84595 | 0.74946 | 0.74946 | 0.87216 | 0.86808
9 | 7 | 21 | 284.7 | 261 | 261 | 419.6 | 432.5 | 2024-09-07 21:00 | 0.85163 | 0.71078 | 0.71078 | 0.84342 | 0.84275
9 | 7 | 22 | 274.15 | 239.7 | 239.7 | 394.5 | 314 | 2024-09-07 22:00 | 0.82007 | 0.65278 | 0.65278 | 0.79296 | 0.61185
9 | 7 | 23 | 272.2 | 206.6 | 206.6 | 363.3 | 366 | 2024-09-07 23:00 | 0.81424 | 0.56264 | 0.56264 | 0.73025 | 0.71317
9 | 8 | 0 | 225.8 | 202.7 | 202.7 | 343.4 | 334 | 2024-09-08 | 0.67544 | 0.55202 | 0.55202 | 0.69025 | 0.65082
9 | 8 | 1 | 213.8 | 192.6 | 192.6 | 327.4 | 319 | 2024-09-08 01:00 | 0.63955 | 0.52451 | 0.52451 | 0.65809 | 0.62159
9 | 8 | 2 | 205.8 | 195.5 | 195.5 | 317.4 | 306 | 2024-09-08 02:00 | 0.61561 | 0.53241 | 0.53241 | 0.63799 | 0.59626
9 | 8 | 3 | 201.8 | 184.4 | 184.4 | 307.4 | 302 | 2024-09-08 03:00 | 0.60365 | 0.50218 | 0.50218 | 0.61789 | 0.58846
9 | 8 | 4 | 209.8 | 183 | 183 | 300.4 | 301 | 2024-09-08 04:00 | 0.62758 | 0.49837 | 0.49837 | 0.60382 | 0.58652
9 | 8 | 5 | 216.8 | 184.1 | 184.1 | 307.4 | 305 | 2024-09-08 05:00 | 0.64852 | 0.50136 | 0.50136 | 0.61789 | 0.59431
9 | 8 | 6 | 216.8 | 192.9 | 192.9 | 318.4 | 324 | 2024-09-08 06:00 | 0.64852 | 0.52533 | 0.52533 | 0.64 | 0.63133
9 | 8 | 7 | 226.7 | 195.8 | 195.8 | 326.9 | 349 | 2024-09-08 07:00 | 0.67813 | 0.53322 | 0.53322 | 0.65709 | 0.68005
9 | 8 | 8 | 230.7 | 203.4 | 203.4 | 333.8 | 359 | 2024-09-08 08:00 | 0.6901 | 0.55392 | 0.55392 | 0.67095 | 0.69953
9 | 8 | 9 | 228.7 | 199.2 | 199.2 | 324.8 | 359 | 2024-09-08 09:00 | 0.68412 | 0.54248 | 0.54248 | 0.65286 | 0.69953
9 | 8 | 10 | 222.7 | 191.4 | 191.4 | 323.35 | 363 | 2024-09-08 10:00 | 0.66617 | 0.52124 | 0.52124 | 0.64995 | 0.70733
9 | 8 | 11 | 219.7 | 180.5 | 180.5 | 344.2 | 352 | 2024-09-08 11:00 | 0.65719 | 0.49156 | 0.49156 | 0.69186 | 0.68589
9 | 8 | 12 | 211.7 | 185.8 | 185.8 | 337.2 | 354 | 2024-09-08 12:00 | 0.63326 | 0.50599 | 0.50599 | 0.67779 | 0.68979
9 | 8 | 13 | 218.7 | 178.6 | 178.6 | 344 | 346 | 2024-09-08 13:00 | 0.6542 | 0.48638 | 0.48638 | 0.69146 | 0.6742
9 | 8 | 14 | 209.7 | 185 | 185 | 313.3 | 318 | 2024-09-08 14:00 | 0.62728 | 0.50381 | 0.50381 | 0.62975 | 0.61964
9 | 8 | 15 | 204.7 | 191.4 | 191.4 | 349.3 | 325 | 2024-09-08 15:00 | 0.61232 | 0.52124 | 0.52124 | 0.70211 | 0.63328
9 | 8 | 16 | 214.7 | 197.4 | 197.4 | 343.3 | 321 | 2024-09-08 16:00 | 0.64224 | 0.53758 | 0.53758 | 0.69005 | 0.62549
9 | 8 | 17 | 234.7 | 215.9 | 215.9 | 339.2 | 337 | 2024-09-08 17:00 | 0.70206 | 0.58796 | 0.58796 | 0.68181 | 0.65666
9 | 8 | 18 | 257.2 | 233.2 | 233.2 | 374.8 | 374 | 2024-09-08 18:00 | 0.76937 | 0.63508 | 0.63508 | 0.75337 | 0.72876
9 | 8 | 19 | 252.2 | 276.4 | 276.4 | 434.45 | 404 | 2024-09-08 19:00 | 0.75441 | 0.75272 | 0.75272 | 0.87327 | 0.78722
9 | 8 | 20 | 247.2 | 276.6 | 276.6 | 444.25 | 382 | 2024-09-08 20:00 | 0.73946 | 0.75327 | 0.75327 | 0.89296 | 0.74435
9 | 8 | 21 | 264.6 | 267.6 | 267.6 | 447.4 | 345 | 2024-09-08 21:00 | 0.7915 | 0.72876 | 0.72876 | 0.8993 | 0.67225
9 | 8 | 22 | 248.6 | 232.9 | 232.9 | 420.7 | 322 | 2024-09-08 22:00 | 0.74364 | 0.63426 | 0.63426 | 0.84563 | 0.62744
9 | 8 | 23 | 229.6 | 224.6 | 224.6 | 390.8 | 292 | 2024-09-08 23:00 | 0.68681 | 0.61166 | 0.61166 | 0.78553 | 0.56898
9 | 9 | 0 | 216.1 | 209.6 | 209.6 | 369.5 | 284 | 2024-09-09 | 0.64643 | 0.57081 | 0.57081 | 0.74271 | 0.55339
9 | 9 | 1 | 213.1 | 203.4 | 203.4 | 349.2 | 269 | 2024-09-09 01:00 | 0.63745 | 0.55392 | 0.55392 | 0.70191 | 0.52416
9 | 9 | 2 | 203.7 | 196.5 | 196.5 | 337.2 | 261 | 2024-09-09 02:00 | 0.60933 | 0.53513 | 0.53513 | 0.67779 | 0.50857
9 | 9 | 3 | 200.7 | 192.4 | 192.4 | 330.2 | 253 | 2024-09-09 03:00 | 0.60036 | 0.52397 | 0.52397 | 0.66372 | 0.49299
9 | 9 | 4 | 198.7 | 191.6 | 191.6 | 325.2 | 260 | 2024-09-09 04:00 | 0.59438 | 0.52179 | 0.52179 | 0.65367 | 0.50663
9 | 9 | 5 | 202.7 | 195.6 | 195.6 | 334.2 | 275 | 2024-09-09 05:00 | 0.60634 | 0.53268 | 0.53268 | 0.67176 | 0.53585
9 | 9 | 6 | 214.7 | 202.3 | 202.3 | 346.2 | 300 | 2024-09-09 06:00 | 0.64224 | 0.55093 | 0.55093 | 0.69588 | 0.58457
9 | 9 | 7 | 207.9 | 205.4 | 205.4 | 326.9 | 329 | 2024-09-09 07:00 | 0.6219 | 0.55937 | 0.55937 | 0.65709 | 0.64108
9 | 9 | 8 | 216.9 | 202.3 | 202.3 | 398.1 | 344 | 2024-09-09 08:00 | 0.64882 | 0.55093 | 0.55093 | 0.8002 | 0.6703
9 | 9 | 9 | 203.9 | 197.9 | 197.9 | 353.6 | 344 | 2024-09-09 09:00 | 0.60993 | 0.53894 | 0.53894 | 0.71075 | 0.6703
9 | 9 | 10 | 198.9 | 196.1 | 196.1 | 345.5 | 350 | 2024-09-09 10:00 | 0.59497 | 0.53404 | 0.53404 | 0.69447 | 0.682
9 | 9 | 11 | 194.9 | 185.9 | 185.9 | 346.4 | 351 | 2024-09-09 11:00 | 0.58301 | 0.50626 | 0.50626 | 0.69628 | 0.68394
9 | 9 | 12 | 190.9 | 181 | 181 | 360.2 | 362 | 2024-09-09 12:00 | 0.57104 | 0.49292 | 0.49292 | 0.72402 | 0.70538
9 | 9 | 13 | 188.9 | 202.9 | 202.9 | 355.2 | 340 | 2024-09-09 13:00 | 0.56506 | 0.55256 | 0.55256 | 0.71397 | 0.66251
9 | 9 | 14 | 191.9 | 206.3 | 206.3 | 321.4 | 330 | 2024-09-09 14:00 | 0.57404 | 0.56182 | 0.56182 | 0.64603 | 0.64302
9 | 9 | 15 | 201.9 | 201.3 | 201.3 | 279.55 | 327 | 2024-09-09 15:00 | 0.60395 | 0.5482 | 0.5482 | 0.56191 | 0.63718
9 | 9 | 16 | 200.7 | 211 | 211 | 237.7 | 255 | 2024-09-09 16:00 | 0.60036 | 0.57462 | 0.57462 | 0.47779 | 0.49688
9 | 9 | 17 | 210.7 | 215.6 | 215.6 | 193.9 | 348 | 2024-09-09 17:00 | 0.63027 | 0.58715 | 0.58715 | 0.38975 | 0.6781
9 | 9 | 18 | 247.7 | 244.6 | 244.6 | 304.05 | 377 | 2024-09-09 18:00 | 0.74095 | 0.66612 | 0.66612 | 0.61116 | 0.73461
9 | 9 | 19 | 283.2 | 291.8 | 291.8 | 358.35 | 435 | 2024-09-09 19:00 | 0.84714 | 0.79466 | 0.79466 | 0.7203 | 0.84762
9 | 9 | 20 | 285.2 | 294.2 | 294.2 | 363.31 | 426 | 2024-09-09 20:00 | 0.85313 | 0.8012 | 0.8012 | 0.73027 | 0.83009
9 | 9 | 21 | 282.6 | 277.7 | 277.7 | 360.2 | 410 | 2024-09-09 21:00 | 0.84535 | 0.75626 | 0.75626 | 0.72402 | 0.79891
9 | 9 | 22 | 262.6 | 261.2 | 261.2 | 353.65 | 382 | 2024-09-09 22:00 | 0.78552 | 0.71133 | 0.71133 | 0.71085 | 0.74435
9 | 9 | 23 | 244.6 | 230.8 | 230.8 | 315.45 | 335 | 2024-09-09 23:00 | 0.73168 | 0.62854 | 0.62854 | 0.63407 | 0.65277
9 | 10 | 0 | 216.7 | 216.3 | 216.3 | 298.25 | 305 | 2024-09-10 | 0.64822 | 0.58905 | 0.58905 | 0.5995 | 0.59431
9 | 10 | 1 | 211.7 | 213.5 | 213.5 | 286.25 | 305 | 2024-09-10 01:00 | 0.63326 | 0.58143 | 0.58143 | 0.57538 | 0.59431
9 | 10 | 2 | 208.7 | 211.6 | 211.6 | 280.15 | 295 | 2024-09-10 02:00 | 0.62429 | 0.57625 | 0.57625 | 0.56312 | 0.57482
9 | 10 | 3 | 205.7 | 206.6 | 206.6 | 276.15 | 283 | 2024-09-10 03:00 | 0.61532 | 0.56264 | 0.56264 | 0.55508 | 0.55144
9 | 10 | 4 | 204.7 | 211.9 | 211.9 | 277 | 277 | 2024-09-10 04:00 | 0.61232 | 0.57707 | 0.57707 | 0.55678 | 0.53975
9 | 10 | 5 | 206.7 | 217.1 | 217.1 | 309.4 | 286 | 2024-09-10 05:00 | 0.61831 | 0.59123 | 0.59123 | 0.62191 | 0.55729
9 | 10 | 6 | 207.7 | 217.9 | 217.9 | 308.85 | 307 | 2024-09-10 06:00 | 0.6213 | 0.59341 | 0.59341 | 0.6208 | 0.59821
9 | 10 | 7 | 207.7 | 221.7 | 221.7 | 327 | 331 | 2024-09-10 07:00 | 0.6213 | 0.60376 | 0.60376 | 0.65729 | 0.64497
9 | 10 | 8 | 199.7 | 233.4 | 233.4 | 328.6 | 341 | 2024-09-10 08:00 | 0.59737 | 0.63562 | 0.63562 | 0.6605 | 0.66446
9 | 10 | 9 | 195.7 | 230.4 | 230.4 | 320.58 | 340 | 2024-09-10 09:00 | 0.5854 | 0.62745 | 0.62745 | 0.64438 | 0.66251
9 | 10 | 10 | 187.7 | 224.2 | 224.2 | 326.3 | 330 | 2024-09-10 10:00 | 0.56147 | 0.61057 | 0.61057 | 0.65588 | 0.64302
9 | 10 | 11 | 192.7 | 221.2 | 221.2 | 308.8 | 334 | 2024-09-10 11:00 | 0.57643 | 0.6024 | 0.6024 | 0.6207 | 0.65082
9 | 10 | 12 | 187.7 | 221.2 | 221.2 | 322.1 | 329 | 2024-09-10 12:00 | 0.56147 | 0.6024 | 0.6024 | 0.64744 | 0.64108
9 | 10 | 13 | 195.7 | 210.2 | 210.2 | 302.1 | 326 | 2024-09-10 13:00 | 0.5854 | 0.57244 | 0.57244 | 0.60724 | 0.63523
9 | 10 | 14 | 199.7 | 215.1 | 215.1 | 307.1 | 324 | 2024-09-10 14:00 | 0.59737 | 0.58578 | 0.58578 | 0.61729 | 0.63133
9 | 10 | 15 | 195.7 | 218.1 | 218.1 | 318.3 | 303 | 2024-09-10 15:00 | 0.5854 | 0.59395 | 0.59395 | 0.6398 | 0.59041
9 | 10 | 16 | 195.7 | 223.6 | 223.6 | 317.35 | 311 | 2024-09-10 16:00 | 0.5854 | 0.60893 | 0.60893 | 0.63789 | 0.606
9 | 10 | 17 | 150.7 | 223.4 | 223.4 | 318.2 | 312 | 2024-09-10 17:00 | 0.45079 | 0.60839 | 0.60839 | 0.6396 | 0.60795
9 | 10 | 18 | 234.7 | 253.5 | 253.5 | 359.6 | 382 | 2024-09-10 18:00 | 0.70206 | 0.69036 | 0.69036 | 0.72281 | 0.74435
9 | 10 | 19 | 276.6 | 273.4 | 273.4 | 391.2 | 408 | 2024-09-10 19:00 | 0.8274 | 0.74455 | 0.74455 | 0.78633 | 0.79501
9 | 10 | 20 | 279.6 | 301.3 | 301.3 | 400.3 | 395 | 2024-09-10 20:00 | 0.83637 | 0.82053 | 0.82053 | 0.80462 | 0.76968
9 | 10 | 21 | 271.6 | 296.2 | 296.2 | 382.4 | 390 | 2024-09-10 21:00 | 0.81244 | 0.80664 | 0.80664 | 0.76864 | 0.75994
9 | 10 | 22 | 257.6 | 263.2 | 263.2 | 376 | 366 | 2024-09-10 22:00 | 0.77057 | 0.71678 | 0.71678 | 0.75578 | 0.71317
9 | 10 | 23 | 232.7 | 236.2 | 236.2 | 348.7 | 332 | 2024-09-10 23:00 | 0.69608 | 0.64325 | 0.64325 | 0.7009 | 0.64692
9 | 11 | 0 | 210.7 | 225.6 | 225.6 | 315.35 | 313 | 2024-09-11 | 0.63027 | 0.61438 | 0.61438 | 0.63387 | 0.6099
9 | 11 | 1 | 204.7 | 221.6 | 221.6 | 293.35 | 300 | 2024-09-11 01:00 | 0.61232 | 0.60349 | 0.60349 | 0.58965 | 0.58457
9 | 11 | 2 | 201.7 | 213.1 | 213.1 | 287.35 | 289 | 2024-09-11 02:00 | 0.60335 | 0.58034 | 0.58034 | 0.57759 | 0.56313
9 | 11 | 3 | 197.7 | 212 | 212 | 276.35 | 278 | 2024-09-11 03:00 | 0.59138 | 0.57734 | 0.57734 | 0.55548 | 0.5417
9 | 11 | 4 | 194.7 | 213.4 | 213.4 | 283.35 | 277 | 2024-09-11 04:00 | 0.58241 | 0.58115 | 0.58115 | 0.56955 | 0.53975
9 | 11 | 5 | 200.7 | 219 | 219 | 291.3 | 276 | 2024-09-11 05:00 | 0.60036 | 0.59641 | 0.59641 | 0.58553 | 0.5378
9 | 11 | 6 | 206.7 | 228.7 | 228.7 | 305.2 | 297 | 2024-09-11 06:00 | 0.61831 | 0.62282 | 0.62282 | 0.61347 | 0.57872
9 | 11 | 7 | 213.7 | 231.8 | 231.8 | 326.1 | 322 | 2024-09-11 07:00 | 0.63925 | 0.63126 | 0.63126 | 0.65548 | 0.62744
9 | 11 | 8 | 226.7 | 236.2 | 236.2 | 323.3 | 329 | 2024-09-11 08:00 | 0.67813 | 0.64325 | 0.64325 | 0.64985 | 0.64108
9 | 11 | 9 | 219 | 225.4 | 225.4 | 304.3 | 314 | 2024-09-11 09:00 | 0.6551 | 0.61383 | 0.61383 | 0.61166 | 0.61185
9 | 11 | 10 | 218 | 218.8 | 218.8 | 314.3 | 323 | 2024-09-11 10:00 | 0.65211 | 0.59586 | 0.59586 | 0.63176 | 0.62938
9 | 11 | 11 | 219.1 | 217.5 | 217.5 | 323.3 | 325 | 2024-09-11 11:00 | 0.6554 | 0.59232 | 0.59232 | 0.64985 | 0.63328
9 | 11 | 12 | 209.1 | 210 | 210 | 322.3 | 329 | 2024-09-11 12:00 | 0.62549 | 0.5719 | 0.5719 | 0.64784 | 0.64108
9 | 11 | 13 | 206.1 | 214.7 | 214.7 | 326.3 | 315 | 2024-09-11 13:00 | 0.61651 | 0.58469 | 0.58469 | 0.65588 | 0.6138
9 | 11 | 14 | 205.7 | 191 | 191 | 332.3 | 287 | 2024-09-11 14:00 | 0.61532 | 0.52015 | 0.52015 | 0.66794 | 0.55924
9 | 11 | 15 | 196.7 | 211.9 | 211.9 | 344.3 | 283 | 2024-09-11 15:00 | 0.58839 | 0.57707 | 0.57707 | 0.69206 | 0.55144
9 | 11 | 16 | 184.2 | 29.4 | 29.4 | 322.7 | 310 | 2024-09-11 16:00 | 0.551 | 0.080065 | 0.080065 | 0.64864 | 0.60405
9 | 11 | 17 | 199.2 | 177.1 | 177.1 | 336.3 | 314 | 2024-09-11 17:00 | 0.59587 | 0.4823 | 0.4823 | 0.67598 | 0.61185
9 | 11 | 18 | 235.5 | 280.3 | 280.3 | 366.1 | 331 | 2024-09-11 18:00 | 0.70446 | 0.76334 | 0.76334 | 0.73588 | 0.64497
9 | 11 | 19 | 277.2 | 301.1 | 301.1 | 417.8 | 350 | 2024-09-11 19:00 | 0.8292 | 0.81999 | 0.81999 | 0.8398 | 0.682
9 | 11 | 20 | 294 | 305.6 | 305.6 | 416.7 | 342 | 2024-09-11 20:00 | 0.87945 | 0.83224 | 0.83224 | 0.83759 | 0.66641
9 | 11 | 21 | 296.75 | 300.7 | 300.7 | 412.5 | 339 | 2024-09-11 21:00 | 0.88768 | 0.8189 | 0.8189 | 0.82915 | 0.66056
9 | 11 | 22 | 286.2 | 284.1 | 284.1 | 396.3 | 312 | 2024-09-11 22:00 | 0.85612 | 0.77369 | 0.77369 | 0.79658 | 0.60795
9 | 11 | 23 | 234.75 | 253.3 | 253.3 | 352.65 | 283 | 2024-09-11 23:00 | 0.70221 | 0.68981 | 0.68981 | 0.70884 | 0.55144
9 | 12 | 0 | 228.2 | 241.4 | 241.4 | 306.25 | 268 | 2024-09-12 | 0.68262 | 0.65741 | 0.65741 | 0.61558 | 0.52221
9 | 12 | 1 | 220.2 | 232.4 | 232.4 | 312.25 | 257 | 2024-09-12 01:00 | 0.65869 | 0.6329 | 0.6329 | 0.62764 | 0.50078
9 | 12 | 2 | 215 | 221.5 | 221.5 | 311.25 | 253 | 2024-09-12 02:00 | 0.64313 | 0.60321 | 0.60321 | 0.62563 | 0.49299
9 | 12 | 3 | 206 | 224.9 | 224.9 | 291.25 | 247 | 2024-09-12 03:00 | 0.61621 | 0.61247 | 0.61247 | 0.58543 | 0.48129
9 | 12 | 4 | 132.2 | 220.7 | 220.7 | 293.3 | 249 | 2024-09-12 04:00 | 0.39545 | 0.60103 | 0.60103 | 0.58955 | 0.48519
9 | 12 | 5 | 192.35 | 223.4 | 223.4 | 300.3 | 267 | 2024-09-12 05:00 | 0.57538 | 0.60839 | 0.60839 | 0.60362 | 0.52027
9 | 12 | 6 | 195.4 | 234.4 | 234.4 | 312.3 | 292 | 2024-09-12 06:00 | 0.5845 | 0.63834 | 0.63834 | 0.62774 | 0.56898
9 | 12 | 7 | 218.4 | 239.7 | 239.7 | 319.1 | 323 | 2024-09-12 07:00 | 0.65331 | 0.65278 | 0.65278 | 0.64141 | 0.62938
9 | 12 | 8 | 218.3 | 244.2 | 244.2 | 310.1 | 320 | 2024-09-12 08:00 | 0.65301 | 0.66503 | 0.66503 | 0.62332 | 0.62354
9 | 12 | 9 | 214.3 | 234.6 | 234.6 | 284.1 | 319 | 2024-09-12 09:00 | 0.64104 | 0.63889 | 0.63889 | 0.57106 | 0.62159
9 | 12 | 10 | 214.7 | 232.4 | 232.4 | 283.1 | 333 | 2024-09-12 10:00 | 0.64224 | 0.6329 | 0.6329 | 0.56905 | 0.64887
9 | 12 | 11 | 203.55 | 230.65 | 230.65 | 280 | 331 | 2024-09-12 11:00 | 0.60888 | 0.62813 | 0.62813 | 0.56281 | 0.64497
9 | 12 | 12 | 204.6 | 227.25 | 227.25 | 296 | 323 | 2024-09-12 12:00 | 0.61203 | 0.61887 | 0.61887 | 0.59497 | 0.62938
9 | 12 | 13 | 186.3 | 219.5 | 219.5 | 284.2 | 336 | 2024-09-12 13:00 | 0.55728 | 0.59777 | 0.59777 | 0.57126 | 0.65472
9 | 12 | 14 | 180.75 | 210 | 210 | 278.2 | 334 | 2024-09-12 14:00 | 0.54068 | 0.5719 | 0.5719 | 0.5592 | 0.65082
9 | 12 | 15 | 197.6 | 230 | 230 | 284.2 | 334 | 2024-09-12 15:00 | 0.59109 | 0.62636 | 0.62636 | 0.57126 | 0.65082
9 | 12 | 16 | 212.1 | 247.9 | 247.9 | 308.2 | 326 | 2024-09-12 16:00 | 0.63446 | 0.67511 | 0.67511 | 0.6195 | 0.63523
9 | 12 | 17 | 224.1 | 237.9 | 237.9 | 315.3 | 357 | 2024-09-12 17:00 | 0.67036 | 0.64788 | 0.64788 | 0.63377 | 0.69564
9 | 12 | 18 | 256.6 | 270.7 | 270.7 | 361.7 | 308 | 2024-09-12 18:00 | 0.76757 | 0.7372 | 0.7372 | 0.72704 | 0.60016
9 | 12 | 19 | 273.8 | 301.45 | 301.45 | 395.9 | 342 | 2024-09-12 19:00 | 0.81902 | 0.82094 | 0.82094 | 0.79578 | 0.66641
9 | 12 | 20 | 292.6 | 301.1 | 301.1 | 381.9 | 331 | 2024-09-12 20:00 | 0.87526 | 0.81999 | 0.81999 | 0.76764 | 0.64497
9 | 12 | 21 | 291.6 | 300.1 | 300.1 | 370.9 | 328 | 2024-09-12 21:00 | 0.87227 | 0.81727 | 0.81727 | 0.74553 | 0.63913
9 | 12 | 22 | 278.6 | 285.2 | 285.2 | 333.65 | 306 | 2024-09-12 22:00 | 0.83338 | 0.77669 | 0.77669 | 0.67065 | 0.59626
9 | 12 | 23 | 204.1 | 265.4 | 265.4 | 319.45 | 345 | 2024-09-12 23:00 | 0.61053 | 0.72277 | 0.72277 | 0.64211 | 0.67225
9 | 13 | 0 | 231.7 | 239.3 | 239.3 | 286.4 | 314 | 2024-09-13 | 0.69309 | 0.65169 | 0.65169 | 0.57568 | 0.61185
9 | 13 | 1 | 224.7 | 233.4 | 233.4 | 275.4 | 312 | 2024-09-13 01:00 | 0.67215 | 0.63562 | 0.63562 | 0.55357 | 0.60795
9 | 13 | 2 | 80.4 | 230.1 | 230.1 | 264.3 | 301 | 2024-09-13 02:00 | 0.2405 | 0.62663 | 0.62663 | 0.53126 | 0.58652
9 | 13 | 3 | 146.4 | 226.1 | 226.1 | 251.25 | 294 | 2024-09-13 03:00 | 0.43793 | 0.61574 | 0.61574 | 0.50503 | 0.57288
9 | 13 | 4 | 163.9 | 220.1 | 220.1 | 252.2 | 295 | 2024-09-13 04:00 | 0.49028 | 0.5994 | 0.5994 | 0.50693 | 0.57482
9 | 13 | 5 | 170.9 | 228.2 | 228.2 | 263.65 | 298 | 2024-09-13 05:00 | 0.51122 | 0.62146 | 0.62146 | 0.52995 | 0.58067
9 | 13 | 6 | 175.4 | 230.2 | 230.2 | 283.6 | 316 | 2024-09-13 06:00 | 0.52468 | 0.62691 | 0.62691 | 0.57005 | 0.61574
9 | 13 | 7 | 185.3 | 234.7 | 234.7 | 308.9 | 336 | 2024-09-13 07:00 | 0.55429 | 0.63916 | 0.63916 | 0.6209 | 0.65472
9 | 13 | 8 | 198.3 | 240.4 | 240.4 | 316.4 | 337 | 2024-09-13 08:00 | 0.59318 | 0.65468 | 0.65468 | 0.63598 | 0.65666
9 | 13 | 9 | 197.3 | 243.7 | 243.7 | 309.8 | 341 | 2024-09-13 09:00 | 0.59019 | 0.66367 | 0.66367 | 0.62271 | 0.66446
9 | 13 | 10 | 190.3 | 234 | 234 | 301.8 | 346 | 2024-09-13 10:00 | 0.56925 | 0.63725 | 0.63725 | 0.60663 | 0.6742
9 | 13 | 11 | 185.3 | 224.7 | 224.7 | 304.95 | 348 | 2024-09-13 11:00 | 0.55429 | 0.61193 | 0.61193 | 0.61296 | 0.6781
9 | 13 | 12 | 187.3 | 229.9 | 229.9 | 286.45 | 355 | 2024-09-13 12:00 | 0.56028 | 0.62609 | 0.62609 | 0.57578 | 0.69174
9 | 13 | 13 | 194.3 | 219.7 | 219.7 | 285.45 | 348 | 2024-09-13 13:00 | 0.58121 | 0.59831 | 0.59831 | 0.57377 | 0.6781
9 | 13 | 14 | 173.3 | 222.3 | 222.3 | 278.45 | 354 | 2024-09-13 14:00 | 0.5184 | 0.60539 | 0.60539 | 0.5597 | 0.68979
9 | 13 | 15 | 163.3 | 213.1 | 213.1 | 305.51 | 352 | 2024-09-13 15:00 | 0.48848 | 0.58034 | 0.58034 | 0.61409 | 0.68589
9 | 13 | 16 | 125.3 | 227.1 | 227.1 | 306.4 | 358 | 2024-09-13 16:00 | 0.37481 | 0.61846 | 0.61846 | 0.61588 | 0.69758
9 | 13 | 17 | 158.7 | 235.5 | 235.5 | 315.4 | 357 | 2024-09-13 17:00 | 0.47472 | 0.64134 | 0.64134 | 0.63397 | 0.69564
9 | 13 | 18 | 255.2 | 253.1 | 253.1 | 374.45 | 403 | 2024-09-13 18:00 | 0.76339 | 0.68927 | 0.68927 | 0.75266 | 0.78527
9 | 13 | 19 | 249.7 | 289.5 | 289.5 | 417 | 441 | 2024-09-13 19:00 | 0.74693 | 0.7884 | 0.7884 | 0.83819 | 0.85931
9 | 13 | 20 | 268.7 | 298.1 | 298.1 | 419.5 | 431 | 2024-09-13 20:00 | 0.80377 | 0.81182 | 0.81182 | 0.84322 | 0.83983
9 | 13 | 21 | 264.7 | 298.2 | 298.2 | 409.3 | 399 | 2024-09-13 21:00 | 0.7918 | 0.81209 | 0.81209 | 0.82271 | 0.77747
9 | 13 | 22 | 231.3 | 278.8 | 278.8 | 387.8 | 379 | 2024-09-13 22:00 | 0.69189 | 0.75926 | 0.75926 | 0.7795 | 0.7385
9 | 13 | 23 | 216.3 | 235 | 235 | 355.8 | 307 | 2024-09-13 23:00 | 0.64702 | 0.63998 | 0.63998 | 0.71518 | 0.59821
9 | 14 | 0 | 206.7 | 226.1 | 226.1 | 324.35 | 293.3 | 2024-09-14 | 0.61831 | 0.61574 | 0.61574 | 0.65196 | 0.57151
9 | 14 | 1 | 206.7 | 221.1 | 221.1 | 312.35 | 279.3 | 2024-09-14 01:00 | 0.61831 | 0.60212 | 0.60212 | 0.62784 | 0.54423
9 | 14 | 2 | 202.7 | 215 | 215 | 280.35 | 274.3 | 2024-09-14 02:00 | 0.60634 | 0.58551 | 0.58551 | 0.56352 | 0.53449
9 | 14 | 3 | 198.7 | 211.9 | 211.9 | 298.35 | 271.3 | 2024-09-14 03:00 | 0.59438 | 0.57707 | 0.57707 | 0.5997 | 0.52864
9 | 14 | 4 | 195.7 | 210.1 | 210.1 | 300.35 | 275.3 | 2024-09-14 04:00 | 0.5854 | 0.57217 | 0.57217 | 0.60372 | 0.53644
9 | 14 | 5 | 203.7 | 204.1 | 204.1 | 322.35 | 288.3 | 2024-09-14 05:00 | 0.60933 | 0.55583 | 0.55583 | 0.64794 | 0.56177
9 | 14 | 6 | 216.7 | 214.2 | 214.2 | 300.35 | 313 | 2024-09-14 06:00 | 0.64822 | 0.58333 | 0.58333 | 0.60372 | 0.6099
9 | 14 | 7 | 222.7 | 231 | 231 | 330.25 | 362 | 2024-09-14 07:00 | 0.66617 | 0.62908 | 0.62908 | 0.66382 | 0.70538
9 | 14 | 8 | 215.7 | 237.2 | 237.2 | 314.25 | 345 | 2024-09-14 08:00 | 0.64523 | 0.64597 | 0.64597 | 0.63166 | 0.67225
9 | 14 | 9 | 218.7 | 222.2 | 222.2 | 324.25 | 339 | 2024-09-14 09:00 | 0.6542 | 0.60512 | 0.60512 | 0.65176 | 0.66056
9 | 14 | 10 | 211.7 | 223.3 | 223.3 | 332.25 | 334 | 2024-09-14 10:00 | 0.63326 | 0.60812 | 0.60812 | 0.66784 | 0.65082
9 | 14 | 11 | 197.7 | 221 | 221 | 339.3 | 348 | 2024-09-14 11:00 | 0.59138 | 0.60185 | 0.60185 | 0.68201 | 0.6781
9 | 14 | 12 | 192.3 | 221.9 | 221.9 | 317.8 | 348 | 2024-09-14 12:00 | 0.57523 | 0.6043 | 0.6043 | 0.63879 | 0.6781
9 | 14 | 13 | 204.9 | 214.9 | 214.9 | 318.9 | 345 | 2024-09-14 13:00 | 0.61292 | 0.58524 | 0.58524 | 0.64101 | 0.67225
9 | 14 | 14 | 200.9 | 229.1 | 229.1 | 342.9 | 343 | 2024-09-14 14:00 | 0.60096 | 0.62391 | 0.62391 | 0.68925 | 0.66836
9 | 14 | 15 | 193.1 | 223.8 | 223.8 | 323.9 | 346.1 | 2024-09-14 15:00 | 0.57762 | 0.60948 | 0.60948 | 0.65106 | 0.6744
9 | 14 | 16 | 204.1 | 216.4 | 216.4 | 346.9 | 349.1 | 2024-09-14 16:00 | 0.61053 | 0.58932 | 0.58932 | 0.69729 | 0.68024
9 | 14 | 17 | 209.1 | 217.3 | 217.3 | 278.9 | 349.1 | 2024-09-14 17:00 | 0.62549 | 0.59178 | 0.59178 | 0.5606 | 0.68024
9 | 14 | 18 | 235.6 | 245.3 | 245.3 | 363.9 | 392.1 | 2024-09-14 18:00 | 0.70476 | 0.66803 | 0.66803 | 0.73146 | 0.76403
9 | 14 | 19 | 266.6 | 201 | 201 | 431 | 433.1 | 2024-09-14 19:00 | 0.79749 | 0.54739 | 0.54739 | 0.86633 | 0.84392
9 | 14 | 20 | 290.1 | 266.05 | 266.05 | 441.8 | 428.1 | 2024-09-14 20:00 | 0.86778 | 0.72454 | 0.72454 | 0.88804 | 0.83418
9 | 14 | 21 | 289.1 | 289.9 | 289.9 | 426.4 | 419.1 | 2024-09-14 21:00 | 0.86479 | 0.78949 | 0.78949 | 0.85709 | 0.81664
9 | 14 | 22 | 263.1 | 282.2 | 282.2 | 403 | 389.1 | 2024-09-14 22:00 | 0.78702 | 0.76852 | 0.76852 | 0.81005 | 0.75818
9 | 14 | 23 | 263.6 | 258.7 | 258.7 | 390.9 | 364.1 | 2024-09-14 23:00 | 0.78851 | 0.70452 | 0.70452 | 0.78573 | 0.70947
9 | 15 | 0 | 227.7 | 188.3 | 188.3 | 337.9 | 340.1 | 2024-09-15 | 0.68112 | 0.5128 | 0.5128 | 0.6792 | 0.6627
9 | 15 | 1 | 223.7 | 207.1 | 207.1 | 335.9 | 334.1 | 2024-09-15 01:00 | 0.66916 | 0.564 | 0.564 | 0.67518 | 0.65101
9 | 15 | 2 | 216.7 | 200.1 | 200.1 | 333.9 | 311 | 2024-09-15 02:00 | 0.64822 | 0.54493 | 0.54493 | 0.67116 | 0.606
9 | 15 | 3 | 213.7 | 198.1 | 198.1 | 309.9 | 307 | 2024-09-15 03:00 | 0.63925 | 0.53949 | 0.53949 | 0.62291 | 0.59821
9 | 15 | 4 | 213.7 | 201.3 | 201.3 | 311.9 | 297.1 | 2024-09-15 04:00 | 0.63925 | 0.5482 | 0.5482 | 0.62693 | 0.57892
9 | 15 | 5 | 222.7 | 203.3 | 203.3 | 326.9 | 308 | 2024-09-15 05:00 | 0.66617 | 0.55365 | 0.55365 | 0.65709 | 0.60016
9 | 15 | 6 | 193.7 | 210.3 | 210.3 | 345.9 | 336 | 2024-09-15 06:00 | 0.57942 | 0.57271 | 0.57271 | 0.69528 | 0.65472
9 | 15 | 7 | 221.7 | 219.9 | 219.9 | 348.9 | 337 | 2024-09-15 07:00 | 0.66318 | 0.59886 | 0.59886 | 0.70131 | 0.65666
9 | 15 | 8 | 219.3 | 219.7 | 219.7 | 349.9 | 369 | 2024-09-15 08:00 | 0.656 | 0.59831 | 0.59831 | 0.70332 | 0.71902
9 | 15 | 9 | 218.3 | 213.7 | 213.7 | 374.55 | 363 | 2024-09-15 09:00 | 0.65301 | 0.58197 | 0.58197 | 0.75286 | 0.70733
9 | 15 | 10 | 207.7 | 201.3 | 201.3 | 339.5 | 350 | 2024-09-15 10:00 | 0.6213 | 0.5482 | 0.5482 | 0.68241 | 0.682
9 | 15 | 11 | 207.7 | 195.5 | 195.5 | 306.5 | 362 | 2024-09-15 11:00 | 0.6213 | 0.53241 | 0.53241 | 0.61608 | 0.70538
9 | 15 | 12 | 189.7 | 213.7 | 213.7 | 314.9 | 361 | 2024-09-15 12:00 | 0.56745 | 0.58197 | 0.58197 | 0.63296 | 0.70343
9 | 15 | 13 | 200.7 | 217.5 | 217.5 | 267.9 | 360 | 2024-09-15 13:00 | 0.60036 | 0.59232 | 0.59232 | 0.53849 | 0.70148
9 | 15 | 14 | 190.7 | 222.8 | 222.8 | 280.9 | 355 | 2024-09-15 14:00 | 0.57045 | 0.60675 | 0.60675 | 0.56462 | 0.69174
9 | 15 | 15 | 196.7 | 221.7 | 221.7 | 298.9 | 356 | 2024-09-15 15:00 | 0.58839 | 0.60376 | 0.60376 | 0.6008 | 0.69369
9 | 15 | 16 | 204.8 | 201.7 | 201.7 | 314.7 | 350 | 2024-09-15 16:00 | 0.61262 | 0.54929 | 0.54929 | 0.63256 | 0.682
9 | 15 | 17 | 211.8 | 226.5 | 226.5 | 300.7 | 387 | 2024-09-15 17:00 | 0.63356 | 0.61683 | 0.61683 | 0.60442 | 0.75409
9 | 15 | 18 | 249.2 | 233.7 | 233.7 | 342.25 | 387 | 2024-09-15 18:00 | 0.74544 | 0.63644 | 0.63644 | 0.68794 | 0.75409
9 | 15 | 19 | 289 | 69.05 | 69.05 | 399.65 | 448 | 2024-09-15 19:00 | 0.86449 | 0.18804 | 0.18804 | 0.80332 | 0.87295
9 | 15 | 20 | 201.2 | 249.35 | 249.35 | 389.45 | 465.1 | 2024-09-15 20:00 | 0.60185 | 0.67906 | 0.67906 | 0.78281 | 0.90627
9 | 15 | 21 | 295 | 294.4 | 294.4 | 387.55 | 452.1 | 2024-09-15 21:00 | 0.88244 | 0.80174 | 0.80174 | 0.77899 | 0.88094
9 | 15 | 22 | 275.7 | 281.1 | 281.1 | 374 | 421.1 | 2024-09-15 22:00 | 0.82471 | 0.76552 | 0.76552 | 0.75176 | 0.82054
9 | 15 | 23 | 263.2 | 264.6 | 264.6 | 346.3 | 381.1 | 2024-09-15 23:00 | 0.78732 | 0.72059 | 0.72059 | 0.69608 | 0.7426
9 | 16 | 0 | 237.7 | 238.1 | 238.1 | 293.9 | 356 | 2024-09-16 | 0.71104 | 0.64842 | 0.64842 | 0.59075 | 0.69369
9 | 16 | 1 | 212.7 | 233 | 233 | 298.9 | 347 | 2024-09-16 01:00 | 0.63625 | 0.63453 | 0.63453 | 0.6008 | 0.67615
9 | 16 | 2 | 225.7 | 221.2 | 221.2 | 288.9 | 330 | 2024-09-16 02:00 | 0.67514 | 0.6024 | 0.6024 | 0.5807 | 0.64302
9 | 16 | 3 | 220.7 | 215.7 | 215.7 | 279.9 | 328 | 2024-09-16 03:00 | 0.66019 | 0.58742 | 0.58742 | 0.56261 | 0.63913
9 | 16 | 4 | 214.7 | 221.75 | 221.75 | 281.9 | 328 | 2024-09-16 04:00 | 0.64224 | 0.60389 | 0.60389 | 0.56663 | 0.63913
9 | 16 | 5 | 222.7 | 218.85 | 218.85 | 288.9 | 339 | 2024-09-16 05:00 | 0.66617 | 0.596 | 0.596 | 0.5807 | 0.66056
9 | 16 | 6 | 230.2 | 222.1 | 222.1 | 312.6 | 366 | 2024-09-16 06:00 | 0.6886 | 0.60485 | 0.60485 | 0.62834 | 0.71317
9 | 16 | 7 | 229.2 | 223.35 | 223.35 | 316.6 | 370 | 2024-09-16 07:00 | 0.68561 | 0.60825 | 0.60825 | 0.63638 | 0.72097
9 | 16 | 8 | 221.1 | 209.3 | 209.3 | 320.7 | 386 | 2024-09-16 08:00 | 0.66138 | 0.56999 | 0.56999 | 0.64462 | 0.75214
9 | 16 | 9 | 208.6 | 204.4 | 204.4 | 315.8 | 383 | 2024-09-16 09:00 | 0.62399 | 0.55664 | 0.55664 | 0.63477 | 0.7463
9 | 16 | 10 | 190.5 | 203.3 | 203.3 | 310.8 | 383 | 2024-09-16 10:00 | 0.56985 | 0.55365 | 0.55365 | 0.62472 | 0.7463
9 | 16 | 11 | 194.2 | 195.2 | 195.2 | 322.2 | 379 | 2024-09-16 11:00 | 0.58092 | 0.53159 | 0.53159 | 0.64764 | 0.7385
9 | 16 | 12 | 177.3 | 202.9 | 202.9 | 315.1 | 386 | 2024-09-16 12:00 | 0.53036 | 0.55256 | 0.55256 | 0.63337 | 0.75214
9 | 16 | 13 | 177.2 | 209.6 | 209.6 | 301.7 | 382 | 2024-09-16 13:00 | 0.53006 | 0.57081 | 0.57081 | 0.60643 | 0.74435
9 | 16 | 14 | 161.7 | 213.6 | 213.6 | 310.8 | 370 | 2024-09-16 14:00 | 0.4837 | 0.5817 | 0.5817 | 0.62472 | 0.72097
9 | 16 | 15 | 131.3 | 208.5 | 208.5 | 322.8 | 372 | 2024-09-16 15:00 | 0.39276 | 0.56781 | 0.56781 | 0.64884 | 0.72486
9 | 16 | 16 | 153.6 | 217.5 | 217.5 | 333.3 | 362 | 2024-09-16 16:00 | 0.45947 | 0.59232 | 0.59232 | 0.66995 | 0.70538
9 | 16 | 17 | 33.7 | 218.1 | 218.1 | 338.85 | 369 | 2024-09-16 17:00 | 0.10081 | 0.59395 | 0.59395 | 0.68111 | 0.71902
9 | 16 | 18 | 6.2 | 217.9 | 217.9 | 375 | 424 | 2024-09-16 18:00 | 0.018546 | 0.59341 | 0.59341 | 0.75377 | 0.82619
9 | 16 | 19 | 50.65 | 280.6 | 280.6 | 422.7 | 472 | 2024-09-16 19:00 | 0.15151 | 0.76416 | 0.76416 | 0.84965 | 0.91972
9 | 16 | 20 | 84.65 | 287.25 | 287.25 | 421.4 | 479 | 2024-09-16 20:00 | 0.25322 | 0.78227 | 0.78227 | 0.84704 | 0.93336
9 | 16 | 21 | 250.4 | 280.86 | 280.86 | 408.6 | 383 | 2024-09-16 21:00 | 0.74903 | 0.76487 | 0.76487 | 0.82131 | 0.7463
9 | 16 | 22 | 243.8 | 264.8 | 264.8 | 394.1 | 402 | 2024-09-16 22:00 | 0.72929 | 0.72113 | 0.72113 | 0.79216 | 0.78332
9 | 16 | 23 | 234.5 | 245.5 | 245.5 | 352.9 | 294 | 2024-09-16 23:00 | 0.70147 | 0.66857 | 0.66857 | 0.70935 | 0.57288
9 | 17 | 0 | 205.3 | 223 | 223 | 329.9 | 296 | 2024-09-17 | 0.61412 | 0.6073 | 0.6073 | 0.66312 | 0.57677
9 | 17 | 1 | 211.9 | 219.9 | 219.9 | 318.9 | 305 | 2024-09-17 01:00 | 0.63386 | 0.59886 | 0.59886 | 0.64101 | 0.59431
9 | 17 | 2 | 204.8 | 215.8 | 215.8 | 329.9 | 281 | 2024-09-17 02:00 | 0.61262 | 0.58769 | 0.58769 | 0.66312 | 0.54754
9 | 17 | 3 | 202.8 | 212.9 | 212.9 | 299.9 | 288 | 2024-09-17 03:00 | 0.60664 | 0.57979 | 0.57979 | 0.60281 | 0.56118
9 | 17 | 4 | 197.9 | 211.7 | 211.7 | 296.9 | 295 | 2024-09-17 04:00 | 0.59198 | 0.57653 | 0.57653 | 0.59678 | 0.57482
9 | 17 | 5 | 198 | 210 | 210 | 308.9 | 296 | 2024-09-17 05:00 | 0.59228 | 0.5719 | 0.5719 | 0.6209 | 0.57677
9 | 17 | 6 | 206 | 219.4 | 219.4 | 323.9 | 313 | 2024-09-17 06:00 | 0.61621 | 0.59749 | 0.59749 | 0.65106 | 0.6099
9 | 17 | 7 | 207 | 221.4 | 221.4 | 334.9 | 321 | 2024-09-17 07:00 | 0.6192 | 0.60294 | 0.60294 | 0.67317 | 0.62549
9 | 17 | 8 | 210.6 | 226.6 | 226.6 | 341.9 | 340 | 2024-09-17 08:00 | 0.62997 | 0.6171 | 0.6171 | 0.68724 | 0.66251
9 | 17 | 9 | 203.2 | 228.5 | 228.5 | 340.9 | 330 | 2024-09-17 09:00 | 0.60784 | 0.62228 | 0.62228 | 0.68523 | 0.64302
9 | 17 | 10 | 188.6 | 228.2 | 228.2 | 343.9 | 333 | 2024-09-17 10:00 | 0.56416 | 0.62146 | 0.62146 | 0.69126 | 0.64887
9 | 17 | 11 | 198.7 | 220.1 | 220.1 | 334.5 | 330 | 2024-09-17 11:00 | 0.59438 | 0.5994 | 0.5994 | 0.67236 | 0.64302
9 | 17 | 12 | 174.5 | 218.8 | 218.8 | 329.8 | 326 | 2024-09-17 12:00 | 0.52199 | 0.59586 | 0.59586 | 0.66291 | 0.63523
9 | 17 | 13 | 177.8 | 227.5 | 227.5 | 327.8 | 292 | 2024-09-17 13:00 | 0.53186 | 0.61955 | 0.61955 | 0.65889 | 0.56898
9 | 17 | 14 | 186.7 | 0.6 | 0.6 | 326.8 | 283 | 2024-09-17 14:00 | 0.55848 | 0.001634 | 0.001634 | 0.65688 | 0.55144
9 | 17 | 15 | 197.9 | 126.9 | 126.9 | 328.9 | 304 | 2024-09-17 15:00 | 0.59198 | 0.34559 | 0.34559 | 0.66111 | 0.59236
9 | 17 | 16 | 173.1 | 208.7 | 208.7 | 317.9 | 312 | 2024-09-17 16:00 | 0.5178 | 0.56836 | 0.56836 | 0.63899 | 0.60795
9 | 17 | 17 | 208 | 239 | 239 | 331.9 | 286 | 2024-09-17 17:00 | 0.6222 | 0.65087 | 0.65087 | 0.66714 | 0.55729
9 | 17 | 18 | 233.1 | 257.7 | 257.7 | 380.3 | 292 | 2024-09-17 18:00 | 0.69728 | 0.7018 | 0.7018 | 0.76442 | 0.56898
9 | 17 | 19 | 278 | 311.8 | 311.8 | 433 | 352 | 2024-09-17 19:00 | 0.83159 | 0.84913 | 0.84913 | 0.87035 | 0.68589
9 | 17 | 20 | 284.1 | 317 | 317 | 447.4 | 350 | 2024-09-17 20:00 | 0.84984 | 0.86329 | 0.86329 | 0.8993 | 0.682
9 | 17 | 21 | 286.9 | 309.7 | 309.7 | 427.4 | 328 | 2024-09-17 21:00 | 0.85821 | 0.84341 | 0.84341 | 0.8591 | 0.63913
9 | 17 | 22 | 261.8 | 304.4 | 304.4 | 414.2 | 315 | 2024-09-17 22:00 | 0.78313 | 0.82898 | 0.82898 | 0.83256 | 0.6138
9 | 17 | 23 | 245.9 | 269.3 | 269.3 | 384.7 | 292 | 2024-09-17 23:00 | 0.73557 | 0.73339 | 0.73339 | 0.77327 | 0.56898
9 | 18 | 0 | 219.5 | 61.05 | 61.05 | 335.7 | 274 | 2024-09-18 | 0.6566 | 0.16626 | 0.16626 | 0.67477 | 0.5339
9 | 18 | 1 | 218.4 | 147.25 | 147.25 | 337.2 | 254 | 2024-09-18 01:00 | 0.65331 | 0.40101 | 0.40101 | 0.67779 | 0.49493
9 | 18 | 2 | 212.3 | 201.3 | 201.3 | 326.2 | 257 | 2024-09-18 02:00 | 0.63506 | 0.5482 | 0.5482 | 0.65568 | 0.50078
9 | 18 | 3 | 209.3 | 215.6 | 215.6 | 331.2 | 248 | 2024-09-18 03:00 | 0.62608 | 0.58715 | 0.58715 | 0.66573 | 0.48324
9 | 18 | 4 | 211.3 | 216 | 216 | 278.2 | 249 | 2024-09-18 04:00 | 0.63207 | 0.58824 | 0.58824 | 0.5592 | 0.48519
9 | 18 | 5 | 220.6 | 229.1 | 229.1 | 309.2 | 258 | 2024-09-18 05:00 | 0.65989 | 0.62391 | 0.62391 | 0.62151 | 0.50273
9 | 18 | 6 | 236.6 | 235.4 | 235.4 | 315.2 | 286 | 2024-09-18 06:00 | 0.70775 | 0.64107 | 0.64107 | 0.63357 | 0.55729
9 | 18 | 7 | 222.5 | 243.7 | 243.7 | 314.2 | 298 | 2024-09-18 07:00 | 0.66557 | 0.66367 | 0.66367 | 0.63156 | 0.58067
9 | 18 | 8 | 218.5 | 244.7 | 244.7 | 330.9 | 292 | 2024-09-18 08:00 | 0.6536 | 0.66639 | 0.66639 | 0.66513 | 0.56898
9 | 18 | 9 | 219.2 | 245 | 245 | 291.5 | 305 | 2024-09-18 09:00 | 0.6557 | 0.66721 | 0.66721 | 0.58593 | 0.59431
9 | 18 | 10 | 217.2 | 246.8 | 246.8 | 294.85 | 304 | 2024-09-18 10:00 | 0.64972 | 0.67211 | 0.67211 | 0.59266 | 0.59236
9 | 18 | 11 | 206.6 | 235.3 | 235.3 | 302.08 | 304 | 2024-09-18 11:00 | 0.61801 | 0.6408 | 0.6408 | 0.6072 | 0.59236
9 | 18 | 12 | 207.6 | 236.1 | 236.1 | 317.63 | 308 | 2024-09-18 12:00 | 0.621 | 0.64297 | 0.64297 | 0.63845 | 0.60016
9 | 18 | 13 | 211.5 | 232.3 | 232.3 | 289.7 | 311 | 2024-09-18 13:00 | 0.63267 | 0.63263 | 0.63263 | 0.58231 | 0.606
9 | 18 | 14 | 192.3 | 232.8 | 232.8 | 303.8 | 306 | 2024-09-18 14:00 | 0.57523 | 0.63399 | 0.63399 | 0.61065 | 0.59626
9 | 18 | 15 | 189.9 | 236.2 | 236.2 | 291.7 | 305 | 2024-09-18 15:00 | 0.56805 | 0.64325 | 0.64325 | 0.58633 | 0.59431
9 | 18 | 16 | 219.3 | 234.1 | 234.1 | 301.8 | 325 | 2024-09-18 16:00 | 0.656 | 0.63753 | 0.63753 | 0.60663 | 0.63328
9 | 18 | 17 | 230.5 | 239.8 | 239.8 | 310.1 | 334 | 2024-09-18 17:00 | 0.6895 | 0.65305 | 0.65305 | 0.62332 | 0.65082
9 | 18 | 18 | 263.55 | 198.8 | 198.8 | 365.65 | 348 | 2024-09-18 18:00 | 0.78836 | 0.54139 | 0.54139 | 0.73497 | 0.6781
9 | 18 | 19 | 295.7 | 189.3 | 189.3 | 405.6 | 431 | 2024-09-18 19:00 | 0.88453 | 0.51552 | 0.51552 | 0.81528 | 0.83983
9 | 18 | 20 | 289.8 | 262.5 | 262.5 | 411.6 | 392 | 2024-09-18 20:00 | 0.86689 | 0.71487 | 0.71487 | 0.82734 | 0.76383
9 | 18 | 21 | 206.2 | 280.5 | 280.5 | 394.6 | 351 | 2024-09-18 21:00 | 0.61681 | 0.76389 | 0.76389 | 0.79317 | 0.68394
9 | 18 | 22 | 197.225 | 268.8 | 268.8 | 383.5 | 356 | 2024-09-18 22:00 | 0.58996 | 0.73203 | 0.73203 | 0.77085 | 0.69369
9 | 18 | 23 | 186.2 | 250.4 | 250.4 | 280 | 312 | 2024-09-18 23:00 | 0.55698 | 0.68192 | 0.68192 | 0.56281 | 0.60795
9 | 19 | 0 | 188.2 | 234.4 | 234.4 | 49.8 | 297 | 2024-09-19 | 0.56297 | 0.63834 | 0.63834 | 0.1001 | 0.57872
9 | 19 | 1 | 181.6 | 229.4 | 229.4 | 247.8 | 264 | 2024-09-19 01:00 | 0.54322 | 0.62473 | 0.62473 | 0.49809 | 0.51442
9 | 19 | 2 | 179 | 221.9 | 221.9 | 262.8 | 267 | 2024-09-19 02:00 | 0.53545 | 0.6043 | 0.6043 | 0.52824 | 0.52027
9 | 19 | 3 | 181.2 | 215.9 | 215.9 | 253.36 | 268 | 2024-09-19 03:00 | 0.54203 | 0.58796 | 0.58796 | 0.50927 | 0.52221
9 | 19 | 4 | 180.4 | 216.4 | 216.4 | 255.36 | 266 | 2024-09-19 04:00 | 0.53964 | 0.58932 | 0.58932 | 0.51329 | 0.51832
9 | 19 | 5 | 189.1 | 219.7 | 219.7 | 265.36 | 278 | 2024-09-19 05:00 | 0.56566 | 0.59831 | 0.59831 | 0.53339 | 0.5417
9 | 19 | 6 | 211.4 | 218.8 | 218.8 | 274.36 | 310 | 2024-09-19 06:00 | 0.63237 | 0.59586 | 0.59586 | 0.55148 | 0.60405
9 | 19 | 7 | 200.2 | 222.8 | 222.8 | 285.36 | 340 | 2024-09-19 07:00 | 0.59886 | 0.60675 | 0.60675 | 0.57359 | 0.66251
9 | 19 | 8 | 195.2 | 226.6 | 226.6 | 289.36 | 346 | 2024-09-19 08:00 | 0.58391 | 0.6171 | 0.6171 | 0.58163 | 0.6742
9 | 19 | 9 | 194.4 | 224.7 | 224.7 | 284.36 | 358 | 2024-09-19 09:00 | 0.58151 | 0.61193 | 0.61193 | 0.57158 | 0.69758
9 | 19 | 10 | 190.3 | 227.4 | 227.4 | 257.36 | 362 | 2024-09-19 10:00 | 0.56925 | 0.61928 | 0.61928 | 0.51731 | 0.70538
9 | 19 | 11 | 191.5 | 226.3 | 226.3 | 279.36 | 351 | 2024-09-19 11:00 | 0.57284 | 0.61629 | 0.61629 | 0.56153 | 0.68394
9 | 19 | 12 | 195.7 | 220.2 | 220.2 | 314.36 | 350 | 2024-09-19 12:00 | 0.5854 | 0.59967 | 0.59967 | 0.63188 | 0.682
9 | 19 | 13 | 192.1 | 200.55 | 200.55 | 312.36 | 354 | 2024-09-19 13:00 | 0.57463 | 0.54616 | 0.54616 | 0.62786 | 0.68979
9 | 19 | 14 | 204.3 | 234.2 | 234.2 | 310.16 | 340 | 2024-09-19 14:00 | 0.61113 | 0.6378 | 0.6378 | 0.62344 | 0.66251
9 | 19 | 15 | 214.9 | 236.6 | 236.6 | 298.16 | 343 | 2024-09-19 15:00 | 0.64284 | 0.64434 | 0.64434 | 0.59932 | 0.66836
9 | 19 | 16 | 224.2 | 248.5 | 248.5 | 317.16 | 355 | 2024-09-19 16:00 | 0.67066 | 0.67674 | 0.67674 | 0.63751 | 0.69174
9 | 19 | 17 | 215.6 | 291.5 | 291.5 | 306.16 | 370 | 2024-09-19 17:00 | 0.64493 | 0.79385 | 0.79385 | 0.6154 | 0.72097
9 | 19 | 18 | 228.4 | 292 | 292 | 350.16 | 402 | 2024-09-19 18:00 | 0.68322 | 0.79521 | 0.79521 | 0.70384 | 0.78332
9 | 19 | 19 | 283.8 | 290.6 | 290.6 | 389.76 | 449 | 2024-09-19 19:00 | 0.84894 | 0.79139 | 0.79139 | 0.78344 | 0.8749
9 | 19 | 20 | 291.1 | 336.6 | 336.6 | 418.76 | 447 | 2024-09-19 20:00 | 0.87077 | 0.91667 | 0.91667 | 0.84173 | 0.87101
9 | 19 | 21 | 285.9 | 305.3 | 305.3 | 385.46 | 432 | 2024-09-19 21:00 | 0.85522 | 0.83143 | 0.83143 | 0.77479 | 0.84178
9 | 19 | 22 | 267.8 | 306.7 | 306.7 | 373.8 | 404 | 2024-09-19 22:00 | 0.80108 | 0.83524 | 0.83524 | 0.75136 | 0.78722
9 | 19 | 23 | 244.1 | 286 | 286 | 272.7 | 368 | 2024-09-19 23:00 | 0.73018 | 0.77887 | 0.77887 | 0.54814 | 0.71707
9 | 20 | 0 | 245.6 | 260.1 | 260.1 | 305.45 | 287 | 2024-09-20 | 0.73467 | 0.70833 | 0.70833 | 0.61397 | 0.55924
9 | 20 | 1 | 223.3 | 247.8 | 247.8 | 291.65 | 316 | 2024-09-20 01:00 | 0.66796 | 0.67484 | 0.67484 | 0.58623 | 0.61574
9 | 20 | 2 | 225 | 237.5 | 237.5 | 284.65 | 311 | 2024-09-20 02:00 | 0.67305 | 0.64679 | 0.64679 | 0.57216 | 0.606
9 | 20 | 3 | 221.6 | 237 | 237 | 280.65 | 303 | 2024-09-20 03:00 | 0.66288 | 0.64542 | 0.64542 | 0.56412 | 0.59041
9 | 20 | 4 | 220.8 | 235.5 | 235.5 | 279.65 | 301 | 2024-09-20 04:00 | 0.66048 | 0.64134 | 0.64134 | 0.56211 | 0.58652
9 | 20 | 5 | 230.6 | 240.2 | 240.2 | 286.65 | 313 | 2024-09-20 05:00 | 0.6898 | 0.65414 | 0.65414 | 0.57618 | 0.6099
9 | 20 | 6 | 238.9 | 244.4 | 244.4 | 308.15 | 340 | 2024-09-20 06:00 | 0.71463 | 0.66558 | 0.66558 | 0.6194 | 0.66251
9 | 20 | 7 | 234.9 | 245.8 | 245.8 | 321.65 | 341 | 2024-09-20 07:00 | 0.70266 | 0.66939 | 0.66939 | 0.64653 | 0.66446
9 | 20 | 8 | 225.9 | 240.6 | 240.6 | 324.65 | 364 | 2024-09-20 08:00 | 0.67574 | 0.65523 | 0.65523 | 0.65256 | 0.70928
9 | 20 | 9 | 219.6 | 241.2 | 241.2 | 322.7 | 350 | 2024-09-20 09:00 | 0.6569 | 0.65686 | 0.65686 | 0.64864 | 0.682
9 | 20 | 10 | 216.5 | 232.2 | 232.2 | 324.8 | 355 | 2024-09-20 10:00 | 0.64762 | 0.63235 | 0.63235 | 0.65286 | 0.69174
9 | 20 | 11 | 205.7 | 216.1 | 216.1 | 334.1 | 349 | 2024-09-20 11:00 | 0.61532 | 0.58851 | 0.58851 | 0.67156 | 0.68005
9 | 20 | 12 | 211.7 | 209.5 | 209.5 | 351.1 | 356 | 2024-09-20 12:00 | 0.63326 | 0.57053 | 0.57053 | 0.70573 | 0.69369
9 | 20 | 13 | 216.9 | 217.5 | 217.5 | 348.9 | 346 | 2024-09-20 13:00 | 0.64882 | 0.59232 | 0.59232 | 0.70131 | 0.6742
9 | 20 | 14 | 223.9 | 186.5 | 186.5 | 340.8 | 373 | 2024-09-20 14:00 | 0.66976 | 0.5079 | 0.5079 | 0.68503 | 0.72681
9 | 20 | 15 | 152.1 | 203.5 | 203.5 | 350.8 | 336 | 2024-09-20 15:00 | 0.45498 | 0.55419 | 0.55419 | 0.70513 | 0.65472
9 | 20 | 16 | 19.2 | 211.5 | 211.5 | 324.8 | 345 | 2024-09-20 16:00 | 0.057433 | 0.57598 | 0.57598 | 0.65286 | 0.67225
9 | 20 | 17 | 1.2 | 271.2 | 271.2 | 355.1 | 356 | 2024-09-20 17:00 | 0.0035896 | 0.73856 | 0.73856 | 0.71377 | 0.69369
9 | 20 | 18 | 83.25 | 288.2 | 288.2 | 408.1 | 418 | 2024-09-20 18:00 | 0.24903 | 0.78486 | 0.78486 | 0.8203 | 0.8145
9 | 20 | 19 | 205.85 | 302.2 | 302.2 | 432.1 | 453 | 2024-09-20 19:00 | 0.61576 | 0.82298 | 0.82298 | 0.86854 | 0.8827
9 | 20 | 20 | 241.1 | 329.2 | 329.2 | 441.9 | 445 | 2024-09-20 20:00 | 0.72121 | 0.89651 | 0.89651 | 0.88824 | 0.86711
9 | 20 | 21 | 247.85 | 288 | 288 | 435.6 | 411 | 2024-09-20 21:00 | 0.7414 | 0.78431 | 0.78431 | 0.87558 | 0.80086
9 | 20 | 22 | 233.6 | 187 | 187 | 402.3 | 401 | 2024-09-20 22:00 | 0.69877 | 0.50926 | 0.50926 | 0.80864 | 0.78137
9 | 20 | 23 | 216.4 | 226 | 226 | 376.5 | 343 | 2024-09-20 23:00 | 0.64732 | 0.61547 | 0.61547 | 0.75678 | 0.66836
9 | 21 | 0 | 207.5 | 219.5 | 219.5 | 358.3 | 340 | 2024-09-21 | 0.6207 | 0.59777 | 0.59777 | 0.7202 | 0.66251
9 | 21 | 1 | 205.6 | 223.5 | 223.5 | 339.8 | 325 | 2024-09-21 01:00 | 0.61502 | 0.60866 | 0.60866 | 0.68302 | 0.63328
9 | 21 | 2 | 201.6 | 219.5 | 219.5 | 341.8 | 313 | 2024-09-21 02:00 | 0.60305 | 0.59777 | 0.59777 | 0.68704 | 0.6099
9 | 21 | 3 | 195.1 | 217.5 | 217.5 | 333.8 | 307 | 2024-09-21 03:00 | 0.58361 | 0.59232 | 0.59232 | 0.67095 | 0.59821
9 | 21 | 4 | 196.7 | 219.5 | 219.5 | 321.8 | 304 | 2024-09-21 04:00 | 0.58839 | 0.59777 | 0.59777 | 0.64683 | 0.59236
9 | 21 | 5 | 168.4 | 220.5 | 220.5 | 340.8 | 316 | 2024-09-21 05:00 | 0.50374 | 0.60049 | 0.60049 | 0.68503 | 0.61574
9 | 21 | 6 | 199.7 | 225.5 | 225.5 | 356.7 | 337 | 2024-09-21 06:00 | 0.59737 | 0.61411 | 0.61411 | 0.71698 | 0.65666
9 | 21 | 7 | 205.7 | 240 | 240 | 351.7 | 343 | 2024-09-21 07:00 | 0.61532 | 0.65359 | 0.65359 | 0.70693 | 0.66836
9 | 21 | 8 | 205.9 | 236.5 | 236.5 | 356.7 | 361 | 2024-09-21 08:00 | 0.61591 | 0.64406 | 0.64406 | 0.71698 | 0.70343
9 | 21 | 9 | 202.7 | 216.5 | 216.5 | 376.3 | 357 | 2024-09-21 09:00 | 0.60634 | 0.5896 | 0.5896 | 0.75638 | 0.69564
9 | 21 | 10 | 200.7 | 209.6 | 209.6 | 351.3 | 351 | 2024-09-21 10:00 | 0.60036 | 0.57081 | 0.57081 | 0.70613 | 0.68394
9 | 21 | 11 | 197.3 | 211 | 211 | 351.3 | 346 | 2024-09-21 11:00 | 0.59019 | 0.57462 | 0.57462 | 0.70613 | 0.6742
9 | 21 | 12 | 198.3 | 210.8 | 210.8 | 350.1 | 343.1 | 2024-09-21 12:00 | 0.59318 | 0.57407 | 0.57407 | 0.70372 | 0.66855
9 | 21 | 13 | 195.8 | 213.1 | 213.1 | 345.1 | 343.1 | 2024-09-21 13:00 | 0.5857 | 0.58034 | 0.58034 | 0.69367 | 0.66855
9 | 21 | 14 | 196.8 | 201.4 | 201.4 | 345.1 | 343.1 | 2024-09-21 14:00 | 0.58869 | 0.54847 | 0.54847 | 0.69367 | 0.66855
9 | 21 | 15 | 197.4 | 202.6 | 202.6 | 339.15 | 343 | 2024-09-21 15:00 | 0.59049 | 0.55174 | 0.55174 | 0.68171 | 0.66836
9 | 21 | 16 | 201.4 | 212.1 | 212.1 | 337.95 | 337 | 2024-09-21 16:00 | 0.60245 | 0.57761 | 0.57761 | 0.6793 | 0.65666
9 | 21 | 17 | 203.4 | 238.4 | 238.4 | 344.9 | 366 | 2024-09-21 17:00 | 0.60844 | 0.64924 | 0.64924 | 0.69327 | 0.71317
9 | 21 | 18 | 257.5 | 282.1 | 282.1 | 378.6 | 407 | 2024-09-21 18:00 | 0.77027 | 0.76825 | 0.76825 | 0.76101 | 0.79306
9 | 21 | 19 | 287.8 | 303 | 303 | 431.4 | 422 | 2024-09-21 19:00 | 0.8609 | 0.82516 | 0.82516 | 0.86714 | 0.82229
9 | 21 | 20 | 287.2 | 284.9 | 284.9 | 431.3 | 400 | 2024-09-21 20:00 | 0.85911 | 0.77587 | 0.77587 | 0.86693 | 0.77942
9 | 21 | 21 | 276.9 | 291.8 | 291.8 | 422.5 | 379 | 2024-09-21 21:00 | 0.8283 | 0.79466 | 0.79466 | 0.84925 | 0.7385
9 | 21 | 22 | 272.9 | 291.6 | 291.6 | 413.7 | 330 | 2024-09-21 22:00 | 0.81633 | 0.79412 | 0.79412 | 0.83156 | 0.64302
9 | 21 | 23 | 246.2 | 255.3 | 255.3 | 381.1 | 323 | 2024-09-21 23:00 | 0.73646 | 0.69526 | 0.69526 | 0.76603 | 0.62938
9 | 22 | 0 | 226.4 | 239.9 | 239.9 | 349.7 | 303 | 2024-09-22 | 0.67724 | 0.65332 | 0.65332 | 0.70291 | 0.59041
9 | 22 | 1 | 221.4 | 239.1 | 239.1 | 335.7 | 260 | 2024-09-22 01:00 | 0.66228 | 0.65114 | 0.65114 | 0.67477 | 0.50663
9 | 22 | 2 | 216.2 | 230.8 | 230.8 | 324.7 | 284 | 2024-09-22 02:00 | 0.64672 | 0.62854 | 0.62854 | 0.65266 | 0.55339
9 | 22 | 3 | 210.5 | 225.1 | 225.1 | 316.7 | 289 | 2024-09-22 03:00 | 0.62967 | 0.61302 | 0.61302 | 0.63658 | 0.56313
9 | 22 | 4 | 210.2 | 226 | 226 | 318.7 | 282 | 2024-09-22 04:00 | 0.62878 | 0.61547 | 0.61547 | 0.6406 | 0.54949
9 | 22 | 5 | 218.4 | 217 | 217 | 324.7 | 296 | 2024-09-22 05:00 | 0.65331 | 0.59096 | 0.59096 | 0.65266 | 0.57677
9 | 22 | 6 | 238.4 | 189.2 | 189.2 | 324.4 | 323 | 2024-09-22 06:00 | 0.71313 | 0.51525 | 0.51525 | 0.65206 | 0.62938
9 | 22 | 7 | 210.5 | 206.1 | 206.1 | 290.4 | 363 | 2024-09-22 07:00 | 0.62967 | 0.56127 | 0.56127 | 0.58372 | 0.70733
9 | 22 | 8 | 219.5 | 204.4 | 204.4 | 329.7 | 342 | 2024-09-22 08:00 | 0.6566 | 0.55664 | 0.55664 | 0.66271 | 0.66641
9 | 22 | 9 | 217.4 | 183.7 | 183.7 | 354.7 | 347 | 2024-09-22 09:00 | 0.65031 | 0.50027 | 0.50027 | 0.71296 | 0.67615
9 | 22 | 10 | 218.3 | 207.8 | 207.8 | 332.7 | 346 | 2024-09-22 10:00 | 0.65301 | 0.5659 | 0.5659 | 0.66874 | 0.6742
9 | 22 | 11 | 217.4 | 194.9 | 194.9 | 341.7 | 354 | 2024-09-22 11:00 | 0.65031 | 0.53077 | 0.53077 | 0.68683 | 0.68979
9 | 22 | 12 | 208.3 | 169.1 | 169.1 | 333.7 | 352 | 2024-09-22 12:00 | 0.62309 | 0.46051 | 0.46051 | 0.67075 | 0.68589
9 | 22 | 13 | 203.2 | 183.1 | 183.1 | 336.7 | 357 | 2024-09-22 13:00 | 0.60784 | 0.49864 | 0.49864 | 0.67678 | 0.69564
9 | 22 | 14 | 193.2 | 186.8 | 186.8 | 352.7 | 358 | 2024-09-22 14:00 | 0.57792 | 0.50871 | 0.50871 | 0.70894 | 0.69758
9 | 22 | 15 | 188.3 | 186.7 | 186.7 | 313.7 | 332 | 2024-09-22 15:00 | 0.56327 | 0.50844 | 0.50844 | 0.63055 | 0.64692
9 | 22 | 16 | 134.8 | 179.3 | 179.3 | 326.7 | 336 | 2024-09-22 16:00 | 0.40323 | 0.48829 | 0.48829 | 0.65668 | 0.65472
9 | 22 | 17 | 195.6 | 221 | 221 | 335.5 | 105.2 | 2024-09-22 17:00 | 0.5851 | 0.60185 | 0.60185 | 0.67437 | 0.20499
9 | 22 | 18 | 236.3 | 235.7 | 235.7 | 399.3 | 373.4 | 2024-09-22 18:00 | 0.70685 | 0.64188 | 0.64188 | 0.80261 | 0.72759
9 | 22 | 19 | 288 | 275.8 | 275.8 | 422.9 | 408.9 | 2024-09-22 19:00 | 0.8615 | 0.75109 | 0.75109 | 0.85005 | 0.79677
9 | 22 | 20 | 272.8 | 292.2 | 292.2 | 399.7 | 410.9 | 2024-09-22 20:00 | 0.81603 | 0.79575 | 0.79575 | 0.80342 | 0.80066
9 | 22 | 21 | 302.1 | 291.8 | 291.8 | 404.4 | 391.3 | 2024-09-22 21:00 | 0.90368 | 0.79466 | 0.79466 | 0.81286 | 0.76247
9 | 22 | 22 | 261.5 | 264.2 | 264.2 | 404.35 | 361 | 2024-09-22 22:00 | 0.78223 | 0.7195 | 0.7195 | 0.81276 | 0.70343
9 | 22 | 23 | 233.3 | 245.6 | 245.6 | 380.95 | 342 | 2024-09-22 23:00 | 0.69788 | 0.66885 | 0.66885 | 0.76573 | 0.66641
9 | 23 | 0 | 221.7 | 229.7 | 229.7 | 334.9 | 330 | 2024-09-23 | 0.66318 | 0.62554 | 0.62554 | 0.67317 | 0.64302
9 | 23 | 1 | 210.1 | 219.5 | 219.5 | 323.9 | 288 | 2024-09-23 01:00 | 0.62848 | 0.59777 | 0.59777 | 0.65106 | 0.56118
9 | 23 | 2 | 182.7 | 213.3 | 213.3 | 317.9 | 282 | 2024-09-23 02:00 | 0.54652 | 0.58088 | 0.58088 | 0.63899 | 0.54949
9 | 23 | 3 | 98.55 | 209.9 | 209.9 | 302.9 | 284 | 2024-09-23 03:00 | 0.2948 | 0.57162 | 0.57162 | 0.60884 | 0.55339
9 | 23 | 4 | 160.25 | 216.7 | 216.7 | 303.9 | 284 | 2024-09-23 04:00 | 0.47936 | 0.59014 | 0.59014 | 0.61085 | 0.55339
9 | 23 | 5 | 166.6 | 211.4 | 211.4 | 310.9 | 297 | 2024-09-23 05:00 | 0.49835 | 0.57571 | 0.57571 | 0.62492 | 0.57872
9 | 23 | 6 | 170.8 | 213.7 | 213.7 | 327.65 | 323 | 2024-09-23 06:00 | 0.51092 | 0.58197 | 0.58197 | 0.65859 | 0.62938
9 | 23 | 7 | 173.5 | 190 | 190 | 335.65 | 324 | 2024-09-23 07:00 | 0.51899 | 0.51743 | 0.51743 | 0.67467 | 0.63133
9 | 23 | 8 | 176.1 | 200.3 | 200.3 | 341.75 | 345 | 2024-09-23 08:00 | 0.52677 | 0.54548 | 0.54548 | 0.68693 | 0.67225
9 | 23 | 9 | 173.3 | 192.2 | 192.2 | 328.55 | 359 | 2024-09-23 09:00 | 0.5184 | 0.52342 | 0.52342 | 0.6604 | 0.69953
9 | 23 | 10 | 170.45 | 196.3 | 196.3 | 311.55 | 353 | 2024-09-23 10:00 | 0.50987 | 0.53459 | 0.53459 | 0.62623 | 0.68784
9 | 23 | 11 | 159.3 | 187 | 187 | 315.55 | 362 | 2024-09-23 11:00 | 0.47652 | 0.50926 | 0.50926 | 0.63427 | 0.70538
9 | 23 | 12 | 149.15 | 188.7 | 188.7 | 320.55 | 361 | 2024-09-23 12:00 | 0.44616 | 0.51389 | 0.51389 | 0.64432 | 0.70343
9 | 23 | 13 | 176.15 | 191.9 | 191.9 | 325.55 | 354 | 2024-09-23 13:00 | 0.52692 | 0.5226 | 0.5226 | 0.65437 | 0.68979
9 | 23 | 14 | 181.5 | 46 | 46 | 319.5 | 330 | 2024-09-23 14:00 | 0.54293 | 0.12527 | 0.12527 | 0.64221 | 0.64302
9 | 23 | 15 | 201.25 | 154.45 | 154.45 | 323.5 | 333 | 2024-09-23 15:00 | 0.602 | 0.42062 | 0.42062 | 0.65025 | 0.64887
9 | 23 | 16 | 199.55 | 190.85 | 190.85 | 310.05 | 326 | 2024-09-23 16:00 | 0.59692 | 0.51974 | 0.51974 | 0.62322 | 0.63523
9 | 23 | 17 | 214.8 | 207 | 207 | 358.45 | 336 | 2024-09-23 17:00 | 0.64254 | 0.56373 | 0.56373 | 0.7205 | 0.65472
9 | 23 | 18 | 260.3 | 263.7 | 263.7 | 341.6 | 390 | 2024-09-23 18:00 | 0.77864 | 0.71814 | 0.71814 | 0.68663 | 0.75994
9 | 23 | 19 | 278.1 | 297.5 | 297.5 | 69.5 | 421.1 | 2024-09-23 19:00 | 0.83189 | 0.81019 | 0.81019 | 0.1397 | 0.82054
9 | 23 | 20 | 258.1 | 278.8 | 278.8 | 355.55 | 425.2 | 2024-09-23 20:00 | 0.77206 | 0.75926 | 0.75926 | 0.71467 | 0.82853
9 | 23 | 21 | 267.8 | 233.15 | 233.15 | 402.1 | 407.3 | 2024-09-23 21:00 | 0.80108 | 0.63494 | 0.63494 | 0.80824 | 0.79365
9 | 23 | 22 | 240.2 | 261.17 | 261.17 | 388.54 | 392.5 | 2024-09-23 22:00 | 0.71852 | 0.71125 | 0.71125 | 0.78098 | 0.76481
9 | 23 | 23 | 230 | 231.4 | 231.4 | 368.44 | 355 | 2024-09-23 23:00 | 0.688 | 0.63017 | 0.63017 | 0.74058 | 0.69174
9 | 24 | 0 | 212.7 | 186.75 | 186.75 | 340.05 | 330 | 2024-09-24 | 0.63625 | 0.50858 | 0.50858 | 0.68352 | 0.64302
9 | 24 | 1 | 206.6 | 202.5 | 202.5 | 335.15 | 311 | 2024-09-24 01:00 | 0.61801 | 0.55147 | 0.55147 | 0.67367 | 0.606
9 | 24 | 2 | 198.6 | 194.3 | 194.3 | 323.85 | 303 | 2024-09-24 02:00 | 0.59408 | 0.52914 | 0.52914 | 0.65095 | 0.59041
9 | 24 | 3 | 195.5 | 203.3 | 203.3 | 313.75 | 295 | 2024-09-24 03:00 | 0.5848 | 0.55365 | 0.55365 | 0.63065 | 0.57482
9 | 24 | 4 | 190.4 | 202.8 | 202.8 | 313.75 | 295 | 2024-09-24 04:00 | 0.56955 | 0.55229 | 0.55229 | 0.63065 | 0.57482
9 | 24 | 5 | 195.8 | 211 | 211 | 327.65 | 304 | 2024-09-24 05:00 | 0.5857 | 0.57462 | 0.57462 | 0.65859 | 0.59236
9 | 24 | 6 | 174.8 | 215.9 | 215.9 | 340.7 | 305 | 2024-09-24 06:00 | 0.52288 | 0.58796 | 0.58796 | 0.68482 | 0.59431
9 | 24 | 7 | 195.5 | 227 | 227 | 337.6 | 331 | 2024-09-24 07:00 | 0.5848 | 0.61819 | 0.61819 | 0.67859 | 0.64497
9 | 24 | 8 | 204.8 | 199.2 | 199.2 | 343.7 | 337 | 2024-09-24 08:00 | 0.61262 | 0.54248 | 0.54248 | 0.69085 | 0.65666
9 | 24 | 9 | 200.6 | 220.2 | 220.2 | 363.6 | 342 | 2024-09-24 09:00 | 0.60006 | 0.59967 | 0.59967 | 0.73085 | 0.66641
9 | 24 | 10 | 203.1 | 224.4 | 224.4 | 364.7 | 341 | 2024-09-24 10:00 | 0.60754 | 0.61111 | 0.61111 | 0.73307 | 0.66446
9 | 24 | 11 | 184.5 | 227 | 227 | 369.6 | 347 | 2024-09-24 11:00 | 0.5519 | 0.61819 | 0.61819 | 0.74291 | 0.67615
9 | 24 | 12 | 180.1 | 225 | 225 | 354.75 | 344 | 2024-09-24 12:00 | 0.53874 | 0.61275 | 0.61275 | 0.71307 | 0.6703
9 | 24 | 13 | 181.8 | 226.8 | 226.8 | 360.05 | 329 | 2024-09-24 13:00 | 0.54382 | 0.61765 | 0.61765 | 0.72372 | 0.64108
9 | 24 | 14 | 183.9 | 233.2 | 233.2 | 356.05 | 311 | 2024-09-24 14:00 | 0.5501 | 0.63508 | 0.63508 | 0.71568 | 0.606
9 | 24 | 15 | 192.4 | 233.1 | 233.1 | 356.4 | 326 | 2024-09-24 15:00 | 0.57553 | 0.6348 | 0.6348 | 0.71638 | 0.63523
9 | 24 | 16 | 199.9 | 232.2 | 232.2 | 314.15 | 336 | 2024-09-24 16:00 | 0.59797 | 0.63235 | 0.63235 | 0.63146 | 0.65472
9 | 24 | 17 | 200.1 | 236.2 | 236.2 | 334.75 | 346 | 2024-09-24 17:00 | 0.59856 | 0.64325 | 0.64325 | 0.67286 | 0.6742
9 | 24 | 18 | 253.7 | 264.1 | 264.1 | 372.5 | 384 | 2024-09-24 18:00 | 0.7589 | 0.71923 | 0.71923 | 0.74874 | 0.74825
9 | 24 | 19 | 274 | 307.8 | 307.8 | 423.3 | 412.6 | 2024-09-24 19:00 | 0.81962 | 0.83824 | 0.83824 | 0.85085 | 0.80398
9 | 24 | 20 | 275.9 | 305.2 | 305.2 | 429.5 | 410.3 | 2024-09-24 20:00 | 0.82531 | 0.83115 | 0.83115 | 0.86332 | 0.79949
9 | 24 | 21 | 260.8 | 311.9 | 311.9 | 414.5 | 397.5 | 2024-09-24 21:00 | 0.78014 | 0.8494 | 0.8494 | 0.83317 | 0.77455
9 | 24 | 22 | 239 | 297.9 | 297.9 | 413.7 | 352 | 2024-09-24 22:00 | 0.71493 | 0.81127 | 0.81127 | 0.83156 | 0.68589
9 | 24 | 23 | 231.1 | 253.5 | 253.5 | 370.5 | 319 | 2024-09-24 23:00 | 0.6913 | 0.69036 | 0.69036 | 0.74472 | 0.62159
9 | 25 | 0 | 203.3 | 235.3 | 235.3 | 320.5 | 299 | 2024-09-25 | 0.60814 | 0.6408 | 0.6408 | 0.64422 | 0.58262
9 | 25 | 1 | 199.3 | 234.3 | 234.3 | 312.75 | 290 | 2024-09-25 01:00 | 0.59617 | 0.63807 | 0.63807 | 0.62864 | 0.56508
9 | 25 | 2 | 196.2 | 233.2 | 233.2 | 308.5 | 284 | 2024-09-25 02:00 | 0.5869 | 0.63508 | 0.63508 | 0.6201 | 0.55339
9 | 25 | 3 | 192.2 | 230 | 230 | 302.5 | 278 | 2024-09-25 03:00 | 0.57493 | 0.62636 | 0.62636 | 0.60804 | 0.5417
9 | 25 | 4 | 191.3 | 226.2 | 226.2 | 301.6 | 276 | 2024-09-25 04:00 | 0.57224 | 0.61601 | 0.61601 | 0.60623 | 0.5378
9 | 25 | 5 | 207.5 | 231.3 | 231.3 | 309.5 | 286 | 2024-09-25 05:00 | 0.6207 | 0.6299 | 0.6299 | 0.62211 | 0.55729
9 | 25 | 6 | 219.5 | 238.3 | 238.3 | 309.6 | 310 | 2024-09-25 06:00 | 0.6566 | 0.64897 | 0.64897 | 0.62231 | 0.60405
9 | 25 | 7 | 203.8 | 244.2 | 244.2 | 339.9 | 320 | 2024-09-25 07:00 | 0.60963 | 0.66503 | 0.66503 | 0.68322 | 0.62354
9 | 25 | 8 | 201.7 | 248.4 | 248.4 | 327.7 | 317 | 2024-09-25 08:00 | 0.60335 | 0.67647 | 0.67647 | 0.65869 | 0.61769
9 | 25 | 9 | 199.1 | 249.4 | 249.4 | 322.2 | 326 | 2024-09-25 09:00 | 0.59557 | 0.67919 | 0.67919 | 0.64764 | 0.63523
9 | 25 | 10 | 196.65 | 243.2 | 243.2 | 324.7 | 326 | 2024-09-25 10:00 | 0.58824 | 0.66231 | 0.66231 | 0.65266 | 0.63523
9 | 25 | 11 | 176.65 | 244.4 | 244.4 | 315.7 | 325 | 2024-09-25 11:00 | 0.52842 | 0.66558 | 0.66558 | 0.63457 | 0.63328
9 | 25 | 12 | 193.45 | 221.5 | 221.5 | 104.2 | 321 | 2024-09-25 12:00 | 0.57867 | 0.60321 | 0.60321 | 0.20945 | 0.62549
9 | 25 | 13 | 190.9 | 225.9 | 225.9 | 294.2 | 303 | 2024-09-25 13:00 | 0.57104 | 0.6152 | 0.6152 | 0.59136 | 0.59041
9 | 25 | 14 | 194.1 | 215.5 | 215.5 | 340.2 | 313 | 2024-09-25 14:00 | 0.58062 | 0.58687 | 0.58687 | 0.68382 | 0.6099
9 | 25 | 15 | 185.9 | 147.55 | 147.55 | 337.8 | 320 | 2024-09-25 15:00 | 0.55609 | 0.40182 | 0.40182 | 0.67899 | 0.62354
9 | 25 | 16 | 192.1 | 190.9 | 190.9 | 330 | 322 | 2024-09-25 16:00 | 0.57463 | 0.51988 | 0.51988 | 0.66332 | 0.62744
9 | 25 | 17 | 207.2 | 224.2 | 224.2 | 338.6 | 325 | 2024-09-25 17:00 | 0.6198 | 0.61057 | 0.61057 | 0.6806 | 0.63328
9 | 25 | 18 | 6.9 | 265.3 | 265.3 | 350.2 | 358 | 2024-09-25 18:00 | 0.02064 | 0.72249 | 0.72249 | 0.70392 | 0.69758
9 | 25 | 19 | 62.9 | 293.3 | 293.3 | 419.4 | 408.6 | 2024-09-25 19:00 | 0.18815 | 0.79875 | 0.79875 | 0.84302 | 0.79618
9 | 25 | 20 | 123.9 | 312.3 | 312.3 | 435.1 | 387.3 | 2024-09-25 20:00 | 0.37063 | 0.85049 | 0.85049 | 0.87457 | 0.75468
9 | 25 | 21 | 226.7 | 300.2 | 300.2 | 432.7 | 369.3 | 2024-09-25 21:00 | 0.67813 | 0.81754 | 0.81754 | 0.86975 | 0.7196
9 | 25 | 22 | 257.1 | 292.4 | 292.4 | 413.6 | 344.3 | 2024-09-25 22:00 | 0.76907 | 0.7963 | 0.7963 | 0.83136 | 0.67089
9 | 25 | 23 | 228.6 | 260.3 | 260.3 | 391.2 | 322.8 | 2024-09-25 23:00 | 0.68382 | 0.70888 | 0.70888 | 0.78633 | 0.62899
9 | 26 | 0 | 219.4 | 235.3 | 235.3 | 348.3 | 303 | 2024-09-26 | 0.6563 | 0.6408 | 0.6408 | 0.7001 | 0.59041
9 | 26 | 1 | 214.5 | 237.2 | 237.2 | 324.7 | 287 | 2024-09-26 01:00 | 0.64164 | 0.64597 | 0.64597 | 0.65266 | 0.55924
9 | 26 | 2 | 209.6 | 232.3 | 232.3 | 317.7 | 278 | 2024-09-26 02:00 | 0.62698 | 0.63263 | 0.63263 | 0.63859 | 0.5417
9 | 26 | 3 | 206.4 | 222.3 | 222.3 | 307.7 | 272 | 2024-09-26 03:00 | 0.61741 | 0.60539 | 0.60539 | 0.61849 | 0.53001
9 | 26 | 4 | 205.5 | 223.2 | 223.2 | 303.7 | 255 | 2024-09-26 04:00 | 0.61472 | 0.60784 | 0.60784 | 0.61045 | 0.49688
9 | 26 | 5 | 214.5 | 228.3 | 228.3 | 300.7 | 278 | 2024-09-26 05:00 | 0.64164 | 0.62173 | 0.62173 | 0.60442 | 0.5417
9 | 26 | 6 | 237.5 | 238.3 | 238.3 | 306.6 | 302 | 2024-09-26 06:00 | 0.71044 | 0.64897 | 0.64897 | 0.61628 | 0.58846
9 | 26 | 7 | 216.6 | 230 | 230 | 296.1 | 326 | 2024-09-26 07:00 | 0.64792 | 0.62636 | 0.62636 | 0.59518 | 0.63523
9 | 26 | 8 | 213.35 | 212 | 212 | 282 | 336 | 2024-09-26 08:00 | 0.6382 | 0.57734 | 0.57734 | 0.56683 | 0.65472
9 | 26 | 9 | 208.5 | 221.3 | 221.3 | 281.9 | 345 | 2024-09-26 09:00 | 0.62369 | 0.60267 | 0.60267 | 0.56663 | 0.67225
9 | 26 | 10 | 204.7 | 200.05 | 200.05 | 279.5 | 339 | 2024-09-26 10:00 | 0.61232 | 0.5448 | 0.5448 | 0.56181 | 0.66056
9 | 26 | 11 | 204.6 | 196.45 | 196.45 | 235.6 | 302 | 2024-09-26 11:00 | 0.61203 | 0.53499 | 0.53499 | 0.47357 | 0.58846
9 | 26 | 12 | 199.6 | 188.9 | 188.9 | 287.7 | 344 | 2024-09-26 12:00 | 0.59707 | 0.51443 | 0.51443 | 0.57829 | 0.6703
9 | 26 | 13 | 195.5 | 190.55 | 190.55 | 290.7 | 327 | 2024-09-26 13:00 | 0.5848 | 0.51893 | 0.51893 | 0.58432 | 0.63718
9 | 26 | 14 | 187.7 | 201.25 | 201.25 | 280.7 | 318 | 2024-09-26 14:00 | 0.56147 | 0.54807 | 0.54807 | 0.56422 | 0.61964
9 | 26 | 15 | 204.8 | 215.3 | 215.3 | 280.7 | 331 | 2024-09-26 15:00 | 0.61262 | 0.58633 | 0.58633 | 0.56422 | 0.64497
9 | 26 | 16 | 197.3 | 228.8 | 228.8 | 286.7 | 338 | 2024-09-26 16:00 | 0.59019 | 0.62309 | 0.62309 | 0.57628 | 0.65861
9 | 26 | 17 | 232.4 | 238.95 | 238.95 | 314.7 | 359 | 2024-09-26 17:00 | 0.69518 | 0.65074 | 0.65074 | 0.63256 | 0.69953
9 | 26 | 18 | 268.6 | 289.2 | 289.2 | 353.85 | 386.7 | 2024-09-26 18:00 | 0.80347 | 0.78758 | 0.78758 | 0.71126 | 0.75351
9 | 26 | 19 | 294.2 | 303.4 | 303.4 | 358.7 | 450.2 | 2024-09-26 19:00 | 0.88005 | 0.82625 | 0.82625 | 0.72101 | 0.87724
9 | 26 | 20 | 297.4 | 308.2 | 308.2 | 364.4 | 439.5 | 2024-09-26 20:00 | 0.88962 | 0.83932 | 0.83932 | 0.73246 | 0.85639
9 | 26 | 21 | 299.4 | 299.2 | 299.2 | 368.95 | 435.3 | 2024-09-26 21:00 | 0.8956 | 0.81481 | 0.81481 | 0.74161 | 0.84821
9 | 26 | 22 | 273.6 | 288.9 | 288.9 | 336.6 | 406.2 | 2024-09-26 22:00 | 0.81843 | 0.78676 | 0.78676 | 0.67658 | 0.7915
9 | 26 | 23 | 244.1 | 265 | 265 | 329.25 | 370.4 | 2024-09-26 23:00 | 0.73018 | 0.72168 | 0.72168 | 0.66181 | 0.72175
9 | 27 | 0 | 227.4 | 223.8 | 223.8 | 292.95 | 342 | 2024-09-27 | 0.68023 | 0.60948 | 0.60948 | 0.58884 | 0.66641
9 | 27 | 1 | 223.9 | 188.9 | 188.9 | 283.55 | 329 | 2024-09-27 01:00 | 0.66976 | 0.51443 | 0.51443 | 0.56995 | 0.64108
9 | 27 | 2 | 217.1 | 174 | 174 | 274.55 | 315 | 2024-09-27 02:00 | 0.64942 | 0.47386 | 0.47386 | 0.55186 | 0.6138
9 | 27 | 3 | 214.3 | 156.9 | 156.9 | 268.55 | 303 | 2024-09-27 03:00 | 0.64104 | 0.42729 | 0.42729 | 0.5398 | 0.59041
9 | 27 | 4 | 211.8 | 186.2 | 186.2 | 260.55 | 300 | 2024-09-27 04:00 | 0.63356 | 0.50708 | 0.50708 | 0.52372 | 0.58457
9 | 27 | 5 | 220.1 | 202.4 | 202.4 | 270.55 | 310 | 2024-09-27 05:00 | 0.65839 | 0.5512 | 0.5512 | 0.54382 | 0.60405
9 | 27 | 6 | 237.5 | 213.3 | 213.3 | 298.65 | 328 | 2024-09-27 06:00 | 0.71044 | 0.58088 | 0.58088 | 0.6003 | 0.63913
9 | 27 | 7 | 228 | 219.8 | 219.8 | 321.75 | 356 | 2024-09-27 07:00 | 0.68202 | 0.59858 | 0.59858 | 0.64673 | 0.69369
9 | 27 | 8 | 221.3 | 216.6 | 216.6 | 336.85 | 368.5 | 2024-09-27 08:00 | 0.66198 | 0.58987 | 0.58987 | 0.67709 | 0.71804
9 | 27 | 9 | 213.2 | 208.75 | 208.75 | 308.9 | 358.5 | 2024-09-27 09:00 | 0.63775 | 0.56849 | 0.56849 | 0.6209 | 0.69856
9 | 27 | 10 | 205.2 | 215.1 | 215.1 | 312.9 | 353.5 | 2024-09-27 10:00 | 0.61382 | 0.58578 | 0.58578 | 0.62894 | 0.68882
9 | 27 | 11 | 179.2 | 203.95 | 203.95 | 319.95 | 362.5 | 2024-09-27 11:00 | 0.53605 | 0.55542 | 0.55542 | 0.64312 | 0.70635
9 | 27 | 12 | 199.8 | 208 | 208 | 294.95 | 354.5 | 2024-09-27 12:00 | 0.59767 | 0.56645 | 0.56645 | 0.59286 | 0.69076
9 | 27 | 13 | 193 | 220.65 | 220.65 | 343.95 | 346.5 | 2024-09-27 13:00 | 0.57733 | 0.6009 | 0.6009 | 0.69136 | 0.67518
9 | 27 | 14 | 205 | 216.1 | 216.1 | 335.95 | 358.5 | 2024-09-27 14:00 | 0.61322 | 0.58851 | 0.58851 | 0.67528 | 0.69856
9 | 27 | 15 | 195 | 217.15 | 217.15 | 330.95 | 348.5 | 2024-09-27 15:00 | 0.58331 | 0.59137 | 0.59137 | 0.66523 | 0.67907
9 | 27 | 16 | 203.3 | 187.8 | 187.8 | 343.95 | 347 | 2024-09-27 16:00 | 0.60814 | 0.51144 | 0.51144 | 0.69136 | 0.67615
9 | 27 | 17 | 228 | 30.65 | 30.65 | 250.9 | 382 | 2024-09-27 17:00 | 0.68202 | 0.083469 | 0.083469 | 0.50432 | 0.74435
9 | 27 | 18 | 253.8 | 236.1 | 236.1 | 375.1 | 411 | 2024-09-27 18:00 | 0.7592 | 0.64297 | 0.64297 | 0.75397 | 0.80086
9 | 27 | 19 | 297.2 | 286.8 | 286.8 | 403.55 | 423.7 | 2024-09-27 19:00 | 0.88902 | 0.78105 | 0.78105 | 0.81116 | 0.8256
9 | 27 | 20 | 292.6 | 293.7 | 293.7 | 428 | 437.4 | 2024-09-27 20:00 | 0.87526 | 0.79984 | 0.79984 | 0.8603 | 0.8523
9 | 27 | 21 | 293.3 | 286.8 | 286.8 | 422 | 423.3 | 2024-09-27 21:00 | 0.87736 | 0.78105 | 0.78105 | 0.84824 | 0.82482
9 | 27 | 22 | 275.2 | 261.6 | 261.6 | 413.3 | 404.3 | 2024-09-27 22:00 | 0.82321 | 0.71242 | 0.71242 | 0.83075 | 0.7878
9 | 27 | 23 | 240.9 | 250.3 | 250.3 | 365.7 | 375.9 | 2024-09-27 23:00 | 0.72061 | 0.68164 | 0.68164 | 0.73508 | 0.73246
9 | 28 | 0 | 232.1 | 222.8 | 222.8 | 336.5 | 291 | 2024-09-28 | 0.69429 | 0.60675 | 0.60675 | 0.67638 | 0.56703
9 | 28 | 1 | 224.5 | 221.7 | 221.7 | 316.7 | 271 | 2024-09-28 01:00 | 0.67155 | 0.60376 | 0.60376 | 0.63658 | 0.52806
9 | 28 | 2 | 224.2 | 215.3 | 215.3 | 308.7 | 281 | 2024-09-28 02:00 | 0.67066 | 0.58633 | 0.58633 | 0.6205 | 0.54754
9 | 28 | 3 | 215.5 | 212.8 | 212.8 | 301.7 | 279 | 2024-09-28 03:00 | 0.64463 | 0.57952 | 0.57952 | 0.60643 | 0.54365
9 | 28 | 4 | 214.6 | 211.9 | 211.9 | 299.7 | 280 | 2024-09-28 04:00 | 0.64194 | 0.57707 | 0.57707 | 0.60241 | 0.5456
9 | 28 | 5 | 224.5 | 218.8 | 218.8 | 319.7 | 292 | 2024-09-28 05:00 | 0.67155 | 0.59586 | 0.59586 | 0.64261 | 0.56898
9 | 28 | 6 | 238.9 | 229 | 229 | 329.7 | 315 | 2024-09-28 06:00 | 0.71463 | 0.62364 | 0.62364 | 0.66271 | 0.6138
9 | 28 | 7 | 226.6 | 234.7 | 234.7 | 342.7 | 334 | 2024-09-28 07:00 | 0.67783 | 0.63916 | 0.63916 | 0.68884 | 0.65082
9 | 28 | 8 | 222.7 | 233.1 | 233.1 | 336 | 348 | 2024-09-28 08:00 | 0.66617 | 0.6348 | 0.6348 | 0.67538 | 0.6781
9 | 28 | 9 | 220.9 | 225.3 | 225.3 | 324 | 361 | 2024-09-28 09:00 | 0.66078 | 0.61356 | 0.61356 | 0.65126 | 0.70343
9 | 28 | 10 | 217.2 | 223.6 | 223.6 | 342.45 | 348 | 2024-09-28 10:00 | 0.64972 | 0.60893 | 0.60893 | 0.68834 | 0.6781
9 | 28 | 11 | 213 | 223 | 223 | 346.4 | 374 | 2024-09-28 11:00 | 0.63715 | 0.6073 | 0.6073 | 0.69628 | 0.72876
9 | 28 | 12 | 210.4 | 225.6 | 225.6 | 345.2 | 382 | 2024-09-28 12:00 | 0.62937 | 0.61438 | 0.61438 | 0.69387 | 0.74435
9 | 28 | 13 | 213.2 | 216.5 | 216.5 | 346.5 | 372 | 2024-09-28 13:00 | 0.63775 | 0.5896 | 0.5896 | 0.69648 | 0.72486
9 | 28 | 14 | 218.3 | 217.9 | 217.9 | 337.35 | 357 | 2024-09-28 14:00 | 0.65301 | 0.59341 | 0.59341 | 0.67809 | 0.69564
9 | 28 | 15 | 216.1 | 190.7 | 190.7 | 344.35 | 369 | 2024-09-28 15:00 | 0.64643 | 0.51934 | 0.51934 | 0.69216 | 0.71902
9 | 28 | 16 | 217.2 | 207.7 | 207.7 | 353 | 384 | 2024-09-28 16:00 | 0.64972 | 0.56563 | 0.56563 | 0.70955 | 0.74825
9 | 28 | 17 | 209.7 | 228.8 | 228.8 | 365.7 | 385.5 | 2024-09-28 17:00 | 0.62728 | 0.62309 | 0.62309 | 0.73508 | 0.75117
9 | 28 | 18 | 257.2 | 242.9 | 242.9 | 429.1 | 422.5 | 2024-09-28 18:00 | 0.76937 | 0.66149 | 0.66149 | 0.86251 | 0.82327
9 | 28 | 19 | 308.6 | 283.8 | 283.8 | 445.3 | 449.8 | 2024-09-28 19:00 | 0.92312 | 0.77288 | 0.77288 | 0.89508 | 0.87646
9 | 28 | 20 | 308.4 | 291.6 | 291.6 | 438.7 | 424.8 | 2024-09-28 20:00 | 0.92252 | 0.79412 | 0.79412 | 0.88181 | 0.82775
9 | 28 | 21 | 297.4 | 283.7 | 283.7 | 434.7 | 411.8 | 2024-09-28 21:00 | 0.88962 | 0.7726 | 0.7726 | 0.87377 | 0.80242
9 | 28 | 22 | 267.2 | 279.7 | 279.7 | 422.1 | 337.6 | 2024-09-28 22:00 | 0.79928 | 0.76171 | 0.76171 | 0.84844 | 0.65783
9 | 28 | 23 | 254.8 | 240.1 | 240.1 | 392.5 | 305.3 | 2024-09-28 23:00 | 0.76219 | 0.65387 | 0.65387 | 0.78894 | 0.59489
9 | 29 | 0 | 157.5 | 237.4 | 237.4 | 356.1 | 277 | 2024-09-29 | 0.47113 | 0.64651 | 0.64651 | 0.71578 | 0.53975
9 | 29 | 1 | 151.9 | 227.3 | 227.3 | 343.9 | 274 | 2024-09-29 01:00 | 0.45438 | 0.61901 | 0.61901 | 0.69126 | 0.5339
9 | 29 | 2 | 195.3 | 226.5 | 226.5 | 274.9 | 279 | 2024-09-29 02:00 | 0.58421 | 0.61683 | 0.61683 | 0.55256 | 0.54365
9 | 29 | 3 | 191.7 | 219.6 | 219.6 | 273.9 | 269 | 2024-09-29 03:00 | 0.57344 | 0.59804 | 0.59804 | 0.55055 | 0.52416
9 | 29 | 4 | 190.7 | 227.9 | 227.9 | 259.9 | 273 | 2024-09-29 04:00 | 0.57045 | 0.62064 | 0.62064 | 0.52241 | 0.53196
9 | 29 | 5 | 204.3 | 224.9 | 224.9 | 268.6 | 285 | 2024-09-29 05:00 | 0.61113 | 0.61247 | 0.61247 | 0.5399 | 0.55534
9 | 29 | 6 | 222.2 | 232.1 | 232.1 | 289.6 | 305 | 2024-09-29 06:00 | 0.66467 | 0.63208 | 0.63208 | 0.58211 | 0.59431
9 | 29 | 7 | 214.4 | 233.7 | 233.7 | 322.8 | 331 | 2024-09-29 07:00 | 0.64134 | 0.63644 | 0.63644 | 0.64884 | 0.64497
9 | 29 | 8 | 213.5 | 228.5 | 228.5 | 308 | 329 | 2024-09-29 08:00 | 0.63865 | 0.62228 | 0.62228 | 0.6191 | 0.64108
9 | 29 | 9 | 211.51 | 223.3 | 223.3 | 300.4 | 324 | 2024-09-29 09:00 | 0.6327 | 0.60812 | 0.60812 | 0.60382 | 0.63133
9 | 29 | 10 | 211.51 | 225.1 | 225.1 | 312.4 | 342 | 2024-09-29 10:00 | 0.6327 | 0.61302 | 0.61302 | 0.62794 | 0.66641
9 | 29 | 11 | 204.91 | 223.2 | 223.2 | 312.4 | 334 | 2024-09-29 11:00 | 0.61295 | 0.60784 | 0.60784 | 0.62794 | 0.65082
9 | 29 | 12 | 208.71 | 226.2 | 226.2 | 305.3 | 330 | 2024-09-29 12:00 | 0.62432 | 0.61601 | 0.61601 | 0.61367 | 0.64302
9 | 29 | 13 | 213.11 | 213.7 | 213.7 | 302.3 | 335 | 2024-09-29 13:00 | 0.63748 | 0.58197 | 0.58197 | 0.60764 | 0.65277
9 | 29 | 14 | 209.41 | 204.7 | 204.7 | 293.1 | 332 | 2024-09-29 14:00 | 0.62641 | 0.55746 | 0.55746 | 0.58915 | 0.64692
9 | 29 | 15 | 213.9 | 153.7 | 153.7 | 295.2 | 347 | 2024-09-29 15:00 | 0.63984 | 0.41857 | 0.41857 | 0.59337 | 0.67615
9 | 29 | 16 | 197.2 | 148.8 | 148.8 | 300 | 357 | 2024-09-29 16:00 | 0.58989 | 0.40523 | 0.40523 | 0.60302 | 0.69564
9 | 29 | 17 | 190.4 | 212.9 | 212.9 | 319.55 | 342.5 | 2024-09-29 17:00 | 0.56955 | 0.57979 | 0.57979 | 0.64231 | 0.66738
9 | 29 | 18 | 254.9 | 273.35 | 273.35 | 371.2 | 377.4 | 2024-09-29 18:00 | 0.76249 | 0.74442 | 0.74442 | 0.74613 | 0.73539
9 | 29 | 19 | 282.55 | 307.75 | 307.75 | 414.45 | 437.8 | 2024-09-29 19:00 | 0.8452 | 0.8381 | 0.8381 | 0.83307 | 0.85308
9 | 29 | 20 | 261.35 | 312.5 | 312.5 | 422.9 | 434.9 | 2024-09-29 20:00 | 0.78178 | 0.85103 | 0.85103 | 0.85005 | 0.84743
9 | 29 | 21 | 141.25 | 306.2 | 306.2 | 401.9 | 421.3 | 2024-09-29 21:00 | 0.42252 | 0.83388 | 0.83388 | 0.80784 | 0.82093
9 | 29 | 22 | 213.5 | 282.7 | 282.7 | 384.25 | 394.7 | 2024-09-29 22:00 | 0.63865 | 0.76988 | 0.76988 | 0.77236 | 0.7691
9 | 29 | 23 | 188.5 | 254.7 | 254.7 | 364.8 | 359 | 2024-09-29 23:00 | 0.56386 | 0.69363 | 0.69363 | 0.73327 | 0.69953
9 | 30 | 0 | 194.4 | 219.9 | 219.9 | 320 | 324 | 2024-09-30 | 0.58151 | 0.59886 | 0.59886 | 0.64322 | 0.63133
9 | 30 | 1 | 190.4 | 229.3 | 229.3 | 308.9 | 303 | 2024-09-30 01:00 | 0.56955 | 0.62446 | 0.62446 | 0.6209 | 0.59041
9 | 30 | 2 | 185.1 | 226.8 | 226.8 | 284.9 | 305 | 2024-09-30 02:00 | 0.55369 | 0.61765 | 0.61765 | 0.57266 | 0.59431
9 | 30 | 3 | 194.5 | 222.5 | 222.5 | 278.9 | 299 | 2024-09-30 03:00 | 0.58181 | 0.60594 | 0.60594 | 0.5606 | 0.58262
9 | 30 | 4 | 188.5 | 216.8 | 216.8 | 280.9 | 295 | 2024-09-30 04:00 | 0.56386 | 0.59041 | 0.59041 | 0.56462 | 0.57482
9 | 30 | 5 | 194.4 | 219.7 | 219.7 | 287.9 | 300 | 2024-09-30 05:00 | 0.58151 | 0.59831 | 0.59831 | 0.57869 | 0.58457
9 | 30 | 6 | 213.6 | 225.7 | 225.7 | 308.7 | 311 | 2024-09-30 06:00 | 0.63895 | 0.61465 | 0.61465 | 0.6205 | 0.606
9 | 30 | 7 | 190.3 | 227.5 | 227.5 | 323.7 | 339 | 2024-09-30 07:00 | 0.56925 | 0.61955 | 0.61955 | 0.65065 | 0.66056
9 | 30 | 8 | 202.3 | 241.4 | 241.4 | 316.8 | 358 | 2024-09-30 08:00 | 0.60515 | 0.65741 | 0.65741 | 0.63678 | 0.69758
9 | 30 | 9 | 191.3 | 219 | 219 | 326.2 | 364 | 2024-09-30 09:00 | 0.57224 | 0.59641 | 0.59641 | 0.65568 | 0.70928
9 | 30 | 10 | 198.3 | 211 | 211 | 323.3 | 351 | 2024-09-30 10:00 | 0.59318 | 0.57462 | 0.57462 | 0.64985 | 0.68394
9 | 30 | 11 | 186.4 | 209.8 | 209.8 | 337.2 | 362 | 2024-09-30 11:00 | 0.55758 | 0.57135 | 0.57135 | 0.67779 | 0.70538
9 | 30 | 12 | 193.5 | 215.4 | 215.4 | 345.5 | 361 | 2024-09-30 12:00 | 0.57882 | 0.5866 | 0.5866 | 0.69447 | 0.70343
9 | 30 | 13 | 195.4 | 204.3 | 204.3 | 313.4 | 332 | 2024-09-30 13:00 | 0.5845 | 0.55637 | 0.55637 | 0.62995 | 0.64692
9 | 30 | 14 | 202.5 | 210.8 | 210.8 | 331.5 | 311 | 2024-09-30 14:00 | 0.60574 | 0.57407 | 0.57407 | 0.66633 | 0.606
9 | 30 | 15 | 201.5 | 202.9 | 202.9 | 314.4 | 307 | 2024-09-30 15:00 | 0.60275 | 0.55256 | 0.55256 | 0.63196 | 0.59821
9 | 30 | 16 | 204.8 | 212 | 212 | 332.3 | 317 | 2024-09-30 16:00 | 0.61262 | 0.57734 | 0.57734 | 0.66794 | 0.61769
9 | 30 | 17 | 211.8 | 227.4 | 227.4 | 354.1 | 324 | 2024-09-30 17:00 | 0.63356 | 0.61928 | 0.61928 | 0.71176 | 0.63133
9 | 30 | 18 | 223.35 | 256.8 | 256.8 | 397.9 | 363.2 | 2024-09-30 18:00 | 0.66811 | 0.69935 | 0.69935 | 0.7998 | 0.70772
9 | 30 | 19 | 47.05 | 295 | 295 | 434.35 | 428.9 | 2024-09-30 19:00 | 0.14074 | 0.80338 | 0.80338 | 0.87307 | 0.83574
9 | 30 | 20 | 202.2 | 299.3 | 299.3 | 431.95 | 402.9 | 2024-09-30 20:00 | 0.60485 | 0.81509 | 0.81509 | 0.86824 | 0.78507
9 | 30 | 21 | 263.85 | 287.2 | 287.2 | 426.15 | 393.9 | 2024-09-30 21:00 | 0.78926 | 0.78214 | 0.78214 | 0.85658 | 0.76754
9 | 30 | 22 | 229.2 | 249.8 | 249.8 | 379.15 | 332.6 | 2024-09-30 22:00 | 0.68561 | 0.68028 | 0.68028 | 0.76211 | 0.64809
9 | 30 | 23 | 180.2 | 240.3 | 240.3 | 377.75 | 367 | 2024-09-30 23:00 | 0.53904 | 0.65441 | 0.65441 | 0.7593 | 0.71512
10 | 1 | 0 | 170.9 | 189.1 | 189.1 | 239.85 | 311 | 2024-10-01 | 0.51122 | 0.51498 | 0.51498 | 0.48211 | 0.606
10 | 1 | 1 | 161.5 | 198.3 | 198.3 | 266.05 | 295 | 2024-10-01 01:00 | 0.4831 | 0.54003 | 0.54003 | 0.53477 | 0.57482
10 | 1 | 2 | 167.2 | 205.8 | 205.8 | 257.95 | 285 | 2024-10-01 02:00 | 0.50015 | 0.56046 | 0.56046 | 0.51849 | 0.55534
10 | 1 | 3 | 169 | 209.4 | 209.4 | 252.95 | 216 | 2024-10-01 03:00 | 0.50553 | 0.57026 | 0.57026 | 0.50844 | 0.42089
10 | 1 | 4 | 165.25 | 211.6 | 211.6 | 254.95 | 272 | 2024-10-01 04:00 | 0.49432 | 0.57625 | 0.57625 | 0.51246 | 0.53001
10 | 1 | 5 | 168.1 | 213.6 | 213.6 | 269.95 | 278 | 2024-10-01 05:00 | 0.50284 | 0.5817 | 0.5817 | 0.54261 | 0.5417
10 | 1 | 6 | 183.15 | 211.7 | 211.7 | 287.85 | 299 | 2024-10-01 06:00 | 0.54786 | 0.57653 | 0.57653 | 0.57859 | 0.58262
10 | 1 | 7 | 186.3 | 219.1 | 219.1 | 276.55 | 328 | 2024-10-01 07:00 | 0.55728 | 0.59668 | 0.59668 | 0.55588 | 0.63913
10 | 1 | 8 | 183.35 | 219.2 | 219.2 | 288.05 | 339 | 2024-10-01 08:00 | 0.54846 | 0.59695 | 0.59695 | 0.57899 | 0.66056
10 | 1 | 9 | 181.65 | 220.7 | 220.7 | 285.25 | 310 | 2024-10-01 09:00 | 0.54337 | 0.60103 | 0.60103 | 0.57337 | 0.60405
10 | 1 | 10 | 179.4 | 225.3 | 225.3 | 293.2 | 318 | 2024-10-01 10:00 | 0.53664 | 0.61356 | 0.61356 | 0.58935 | 0.61964
10 | 1 | 11 | 171.3 | 223.8 | 223.8 | 306.9 | 339 | 2024-10-01 11:00 | 0.51241 | 0.60948 | 0.60948 | 0.61688 | 0.66056
10 | 1 | 12 | 185.2 | 213.9 | 213.9 | 311.1 | 340 | 2024-10-01 12:00 | 0.55399 | 0.58252 | 0.58252 | 0.62533 | 0.66251
10 | 1 | 13 | 190.2 | 189.8 | 189.8 | 297.1 | 328 | 2024-10-01 13:00 | 0.56895 | 0.51688 | 0.51688 | 0.59719 | 0.63913
10 | 1 | 14 | 185.3 | 194 | 194 | 307.6 | 335 | 2024-10-01 14:00 | 0.55429 | 0.52832 | 0.52832 | 0.61829 | 0.65277
10 | 1 | 15 | 191.7 | 188 | 188 | 304.8 | 341 | 2024-10-01 15:00 | 0.57344 | 0.51198 | 0.51198 | 0.61266 | 0.66446
10 | 1 | 16 | 181.5 | 43.15 | 43.15 | 298.9 | 332 | 2024-10-01 16:00 | 0.54293 | 0.11751 | 0.11751 | 0.6008 | 0.64692
10 | 1 | 17 | 188.1 | 166.2 | 166.2 | 322.2 | 267 | 2024-10-01 17:00 | 0.56267 | 0.45261 | 0.45261 | 0.64764 | 0.52027
10 | 1 | 18 | 223.8 | 264.9 | 264.9 | 367.9 | 365.3 | 2024-10-01 18:00 | 0.66946 | 0.72141 | 0.72141 | 0.7395 | 0.71181
10 | 1 | 19 | 274.9 | 304.3 | 304.3 | 409.7 | 426.9 | 2024-10-01 19:00 | 0.82232 | 0.8287 | 0.8287 | 0.82352 | 0.83184
10 | 1 | 20 | 276.3 | 315.6 | 315.6 | 415.9 | 412.9 | 2024-10-01 20:00 | 0.8265 | 0.85948 | 0.85948 | 0.83598 | 0.80456
10 | 1 | 21 | 269.5 | 301.9 | 301.9 | 407.65 | 401.9 | 2024-10-01 21:00 | 0.80616 | 0.82217 | 0.82217 | 0.8194 | 0.78313
10 | 1 | 22 | 249.2 | 276.7 | 276.7 | 380.35 | 362 | 2024-10-01 22:00 | 0.74544 | 0.75354 | 0.75354 | 0.76452 | 0.70538
10 | 1 | 23 | 233.1 | 248.5 | 248.5 | 343.95 | 338 | 2024-10-01 23:00 | 0.69728 | 0.67674 | 0.67674 | 0.69136 | 0.65861
10 | 2 | 0 | 216.5 | 234.7 | 234.7 | 334.85 | 324 | 2024-10-02 | 0.64762 | 0.63916 | 0.63916 | 0.67307 | 0.63133
10 | 2 | 1 | 211.6 | 228.6 | 228.6 | 317.45 | 305 | 2024-10-02 01:00 | 0.63296 | 0.62255 | 0.62255 | 0.63809 | 0.59431
10 | 2 | 2 | 206.6 | 225.7 | 225.7 | 304.45 | 289 | 2024-10-02 02:00 | 0.61801 | 0.61465 | 0.61465 | 0.61196 | 0.56313
10 | 2 | 3 | 203.1 | 222.7 | 222.7 | 300.45 | 279 | 2024-10-02 03:00 | 0.60754 | 0.60648 | 0.60648 | 0.60392 | 0.54365
10 | 2 | 4 | 201.3 | 222.8 | 222.8 | 297.45 | 275 | 2024-10-02 04:00 | 0.60215 | 0.60675 | 0.60675 | 0.59789 | 0.53585
10 | 2 | 5 | 201.3 | 222.9 | 222.9 | 294.45 | 276 | 2024-10-02 05:00 | 0.60215 | 0.60703 | 0.60703 | 0.59186 | 0.5378
10 | 2 | 6 | 207.3 | 222.1 | 222.1 | 290.5 | 286 | 2024-10-02 06:00 | 0.6201 | 0.60485 | 0.60485 | 0.58392 | 0.55729
10 | 2 | 7 | 204 | 226.1 | 226.1 | 305.4 | 311 | 2024-10-02 07:00 | 0.61023 | 0.61574 | 0.61574 | 0.61387 | 0.606
10 | 2 | 8 | 198.3 | 220.1 | 220.1 | 299.8 | 322 | 2024-10-02 08:00 | 0.59318 | 0.5994 | 0.5994 | 0.60261 | 0.62744
10 | 2 | 9 | 192.65 | 217.2 | 217.2 | 312.5 | 314 | 2024-10-02 09:00 | 0.57628 | 0.5915 | 0.5915 | 0.62814 | 0.61185
10 | 2 | 10 | 172.4 | 218.2 | 218.2 | 318.5 | 315 | 2024-10-02 10:00 | 0.5157 | 0.59423 | 0.59423 | 0.6402 | 0.6138
10 | 2 | 11 | 176.7 | 219.5 | 219.5 | 328.5 | 312 | 2024-10-02 11:00 | 0.52857 | 0.59777 | 0.59777 | 0.6603 | 0.60795
10 | 2 | 12 | 177.2 | 219.4 | 219.4 | 323.6 | 347 | 2024-10-02 12:00 | 0.53006 | 0.59749 | 0.59749 | 0.65045 | 0.67615
10 | 2 | 13 | 183.8 | 221.5 | 221.5 | 321.6 | 387 | 2024-10-02 13:00 | 0.54981 | 0.60321 | 0.60321 | 0.64643 | 0.75409
10 | 2 | 14 | 181.9 | 223.6 | 223.6 | 327.4 | 303 | 2024-10-02 14:00 | 0.54412 | 0.60893 | 0.60893 | 0.65809 | 0.59041
10 | 2 | 15 | 188.3 | 229.1 | 229.1 | 323.4 | 312 | 2024-10-02 15:00 | 0.56327 | 0.62391 | 0.62391 | 0.65005 | 0.60795
10 | 2 | 16 | 190.4 | 228.8 | 228.8 | 329.2 | 317 | 2024-10-02 16:00 | 0.56955 | 0.62309 | 0.62309 | 0.66171 | 0.61769
10 | 2 | 17 | 202.6 | 250.7 | 250.7 | 302.25 | 264 | 2024-10-02 17:00 | 0.60604 | 0.68273 | 0.68273 | 0.60754 | 0.51442
10 | 2 | 18 | 239.4 | 270.4 | 270.4 | 325.65 | 378.5 | 2024-10-02 18:00 | 0.71612 | 0.73638 | 0.73638 | 0.65457 | 0.73753
10 | 2 | 19 | 260.6 | 296.2 | 296.2 | 361.55 | 409.5 | 2024-10-02 19:00 | 0.77954 | 0.80664 | 0.80664 | 0.72673 | 0.79793
10 | 2 | 20 | 261.7 | 304 | 304 | 376.85 | 408.8 | 2024-10-02 20:00 | 0.78283 | 0.82789 | 0.82789 | 0.75749 | 0.79657
10 | 2 | 21 | 258 | 310.1 | 310.1 | 361.45 | 398.8 | 2024-10-02 21:00 | 0.77176 | 0.8445 | 0.8445 | 0.72653 | 0.77708
10 | 2 | 22 | 229.25 | 276 | 276 | 368 | 383.9 | 2024-10-02 22:00 | 0.68576 | 0.75163 | 0.75163 | 0.7397 | 0.74805
10 | 2 | 23 | 222.05 | 251.4 | 251.4 | 348 | 351.8 | 2024-10-02 23:00 | 0.66422 | 0.68464 | 0.68464 | 0.6995 | 0.6855
10 | 3 | 0 | 203.6 | 194.9 | 194.9 | 321.2 | 324 | 2024-10-03 | 0.60903 | 0.53077 | 0.53077 | 0.64563 | 0.63133
10 | 3 | 1 | 196.4 | 194.9 | 194.9 | 295.9 | 300 | 2024-10-03 01:00 | 0.5875 | 0.53077 | 0.53077 | 0.59477 | 0.58457
10 | 3 | 2 | 199.5 | 188.9 | 188.9 | 270.9 | 297 | 2024-10-03 02:00 | 0.59677 | 0.51443 | 0.51443 | 0.54452 | 0.57872
10 | 3 | 3 | 185.3 | 185.9 | 185.9 | 253.9 | 290 | 2024-10-03 03:00 | 0.55429 | 0.50626 | 0.50626 | 0.51035 | 0.56508
10 | 3 | 4 | 187.1 | 184.9 | 184.9 | 259.9 | 287 | 2024-10-03 04:00 | 0.55968 | 0.50354 | 0.50354 | 0.52241 | 0.55924
10 | 3 | 5 | 202.3 | 187.9 | 187.9 | 274 | 294 | 2024-10-03 05:00 | 0.60515 | 0.51171 | 0.51171 | 0.55075 | 0.57288
10 | 3 | 6 | 211.4 | 192.85 | 192.85 | 287.65 | 317 | 2024-10-03 06:00 | 0.63237 | 0.52519 | 0.52519 | 0.57819 | 0.61769
10 | 3 | 7 | 198.2 | 193.6 | 193.6 | 295.65 | 317 | 2024-10-03 07:00 | 0.59288 | 0.52723 | 0.52723 | 0.59427 | 0.61769
10 | 3 | 8 | 202.8 | 196.5 | 196.5 | 303.65 | 333 | 2024-10-03 08:00 | 0.60664 | 0.53513 | 0.53513 | 0.61035 | 0.64887
10 | 3 | 9 | 204.5 | 184.5 | 184.5 | 276.85 | 316 | 2024-10-03 09:00 | 0.61173 | 0.50245 | 0.50245 | 0.55648 | 0.61574
10 | 3 | 10 | 194.1 | 196.3 | 196.3 | 288 | 314 | 2024-10-03 10:00 | 0.58062 | 0.53459 | 0.53459 | 0.57889 | 0.61185
10 | 3 | 11 | 197.7 | 206.3 | 206.3 | 295.9 | 317 | 2024-10-03 11:00 | 0.59138 | 0.56182 | 0.56182 | 0.59477 | 0.61769
10 | 3 | 12 | 198.9 | 209.3 | 209.3 | 299.9 | 325 | 2024-10-03 12:00 | 0.59497 | 0.56999 | 0.56999 | 0.60281 | 0.63328
10 | 3 | 13 | 195 | 219.5 | 219.5 | 300 | 321 | 2024-10-03 13:00 | 0.58331 | 0.59777 | 0.59777 | 0.60302 | 0.62549
10 | 3 | 14 | 194.9 | 208.5 | 208.5 | 294.95 | 328 | 2024-10-03 14:00 | 0.58301 | 0.56781 | 0.56781 | 0.59286 | 0.63913
10 | 3 | 15 | 195.4 | 225.1 | 225.1 | 282.8 | 325 | 2024-10-03 15:00 | 0.5845 | 0.61302 | 0.61302 | 0.56844 | 0.63328
10 | 3 | 16 | 208.4 | 223.6 | 223.6 | 331.9 | 339 | 2024-10-03 16:00 | 0.62339 | 0.60893 | 0.60893 | 0.66714 | 0.66056
10 | 3 | 17 | 208.5 | 226.3 | 226.3 | 345.9 | 379.5 | 2024-10-03 17:00 | 0.62369 | 0.61629 | 0.61629 | 0.69528 | 0.73948
10 | 3 | 18 | 191.6 | 267.2 | 267.2 | 364.4 | 371.5 | 2024-10-03 18:00 | 0.57314 | 0.72767 | 0.72767 | 0.73246 | 0.72389
10 | 3 | 19 | 238.3 | 319.2 | 319.2 | 421.8 | 443.5 | 2024-10-03 19:00 | 0.71283 | 0.86928 | 0.86928 | 0.84784 | 0.86419
10 | 3 | 20 | 278.2 | 310.4 | 310.4 | 420.7 | 410.5 | 2024-10-03 20:00 | 0.83219 | 0.84532 | 0.84532 | 0.84563 | 0.79988
10 | 3 | 21 | 278.1 | 310.2 | 310.2 | 412.5 | 389.5 | 2024-10-03 21:00 | 0.83189 | 0.84477 | 0.84477 | 0.82915 | 0.75896
10 | 3 | 22 | 250.1 | 293.3 | 293.3 | 395.6 | 351 | 2024-10-03 22:00 | 0.74813 | 0.79875 | 0.79875 | 0.79518 | 0.68394
10 | 3 | 23 | 236.9 | 262.3 | 262.3 | 382.6 | 313 | 2024-10-03 23:00 | 0.70864 | 0.71432 | 0.71432 | 0.76905 | 0.6099
10 | 4 | 0 | 188.6 | 249.2 | 249.2 | 348.5 | 298 | 2024-10-04 | 0.56416 | 0.67865 | 0.67865 | 0.7005 | 0.58067
10 | 4 | 1 | 176.3 | 232.3 | 232.3 | 325.9 | 284 | 2024-10-04 01:00 | 0.52737 | 0.63263 | 0.63263 | 0.65508 | 0.55339
10 | 4 | 2 | 179.3 | 244.3 | 244.3 | 318.9 | 265 | 2024-10-04 02:00 | 0.53634 | 0.66531 | 0.66531 | 0.64101 | 0.51637
10 | 4 | 3 | 173.4 | 239.3 | 239.3 | 316.9 | 270 | 2024-10-04 03:00 | 0.5187 | 0.65169 | 0.65169 | 0.63698 | 0.52611
10 | 4 | 4 | 181.5 | 235.3 | 235.3 | 312.9 | 274 | 2024-10-04 04:00 | 0.54293 | 0.6408 | 0.6408 | 0.62894 | 0.5339
10 | 4 | 5 | 181.6 | 261.3 | 261.3 | 327.9 | 276 | 2024-10-04 05:00 | 0.54322 | 0.7116 | 0.7116 | 0.6591 | 0.5378
10 | 4 | 6 | 206.6 | 250.3 | 250.3 | 337.9 | 307 | 2024-10-04 06:00 | 0.61801 | 0.68164 | 0.68164 | 0.6792 | 0.59821
10 | 4 | 7 | 199.8 | 244.3 | 244.3 | 347.9 | 311 | 2024-10-04 07:00 | 0.59767 | 0.66531 | 0.66531 | 0.6993 | 0.606
10 | 4 | 8 | 200.4 | 246.3 | 246.3 | 343.7 | 324 | 2024-10-04 08:00 | 0.59946 | 0.67075 | 0.67075 | 0.69085 | 0.63133
10 | 4 | 9 | 191.2 | 183.3 | 183.3 | 348 | 332 | 2024-10-04 09:00 | 0.57194 | 0.49918 | 0.49918 | 0.6995 | 0.64692
10 | 4 | 10 | 189.5 | 192.3 | 192.3 | 345 | 343 | 2024-10-04 10:00 | 0.56686 | 0.52369 | 0.52369 | 0.69347 | 0.66836
10 | 4 | 11 | 187.6 | 193.3 | 193.3 | 344.7 | 339 | 2024-10-04 11:00 | 0.56117 | 0.52642 | 0.52642 | 0.69286 | 0.66056
10 | 4 | 12 | 193.6 | 181.3 | 181.3 | 344.7 | 341 | 2024-10-04 12:00 | 0.57912 | 0.49374 | 0.49374 | 0.69286 | 0.66446
10 | 4 | 13 | 191.6 | 204.3 | 204.3 | 330.7 | 343 | 2024-10-04 13:00 | 0.57314 | 0.55637 | 0.55637 | 0.66472 | 0.66836
10 | 4 | 14 | 197.5 | 197.3 | 197.3 | 353.1 | 348 | 2024-10-04 14:00 | 0.59079 | 0.53731 | 0.53731 | 0.70975 | 0.6781
10 | 4 | 15 | 192.8 | 212.3 | 212.3 | 355.5 | 358 | 2024-10-04 15:00 | 0.57673 | 0.57816 | 0.57816 | 0.71457 | 0.69758
10 | 4 | 16 | 204.2 | 229.9 | 229.9 | 358 | 366 | 2024-10-04 16:00 | 0.61083 | 0.62609 | 0.62609 | 0.7196 | 0.71317
10 | 4 | 17 | 207.4 | 250.3 | 250.3 | 355.9 | 387 | 2024-10-04 17:00 | 0.6204 | 0.68164 | 0.68164 | 0.71538 | 0.75409
10 | 4 | 18 | 259.8 | 283.3 | 283.3 | 391.7 | 413.9 | 2024-10-04 18:00 | 0.77715 | 0.77151 | 0.77151 | 0.78734 | 0.80651
10 | 4 | 19 | 275.2 | 304.3 | 304.3 | 445.4 | 462.6 | 2024-10-04 19:00 | 0.82321 | 0.8287 | 0.8287 | 0.89528 | 0.9014
10 | 4 | 20 | 275.9 | 307.3 | 307.3 | 427.1 | 470.2 | 2024-10-04 20:00 | 0.82531 | 0.83687 | 0.83687 | 0.85849 | 0.91621
10 | 4 | 21 | 264 | 303.3 | 303.3 | 393.7 | 401.2 | 2024-10-04 21:00 | 0.78971 | 0.82598 | 0.82598 | 0.79136 | 0.78176
10 | 4 | 22 | 253.5 | 283.3 | 283.3 | 362.4 | 422.5 | 2024-10-04 22:00 | 0.7583 | 0.77151 | 0.77151 | 0.72844 | 0.82327
10 | 4 | 23 | 228.2 | 261.3 | 261.3 | 363.2 | 392 | 2024-10-04 23:00 | 0.68262 | 0.7116 | 0.7116 | 0.73005 | 0.76383
10 | 5 | 0 | 210.2 | 246.4 | 246.4 | 337.9 | 366 | 2024-10-05 | 0.62878 | 0.67102 | 0.67102 | 0.6792 | 0.71317
10 | 5 | 1 | 203.2 | 239.4 | 239.4 | 329.5 | 348 | 2024-10-05 01:00 | 0.60784 | 0.65196 | 0.65196 | 0.66231 | 0.6781
10 | 5 | 2 | 200.2 | 230.2 | 230.2 | 316.3 | 316 | 2024-10-05 02:00 | 0.59886 | 0.62691 | 0.62691 | 0.63578 | 0.61574
10 | 5 | 3 | 197.2 | 229.3 | 229.3 | 310.2 | 298 | 2024-10-05 03:00 | 0.58989 | 0.62446 | 0.62446 | 0.62352 | 0.58067
10 | 5 | 4 | 198 | 228.3 | 228.3 | 307.3 | 255 | 2024-10-05 04:00 | 0.59228 | 0.62173 | 0.62173 | 0.61769 | 0.49688
10 | 5 | 5 | 202.7 | 234.2 | 234.2 | 316.2 | 290 | 2024-10-05 05:00 | 0.60634 | 0.6378 | 0.6378 | 0.63558 | 0.56508
10 | 5 | 6 | 216.1 | 239.4 | 239.4 | 328.3 | 317 | 2024-10-05 06:00 | 0.64643 | 0.65196 | 0.65196 | 0.6599 | 0.61769
10 | 5 | 7 | 219.6 | 222.3 | 222.3 | 340.4 | 245 | 2024-10-05 07:00 | 0.6569 | 0.60539 | 0.60539 | 0.68422 | 0.4774
10 | 5 | 8 | 218.4 | 250.3 | 250.3 | 347.55 | 255 | 2024-10-05 08:00 | 0.65331 | 0.68164 | 0.68164 | 0.69859 | 0.49688
10 | 5 | 9 | 213.4 | 237.2 | 237.2 | 341.2 | 246 | 2024-10-05 09:00 | 0.63835 | 0.64597 | 0.64597 | 0.68583 | 0.47935
10 | 5 | 10 | 203.2 | 239.3 | 239.3 | 348.15 | 252 | 2024-10-05 10:00 | 0.60784 | 0.65169 | 0.65169 | 0.6998 | 0.49104
10 | 5 | 11 | 193.7 | 242.2 | 242.2 | 358.75 | 257 | 2024-10-05 11:00 | 0.57942 | 0.65959 | 0.65959 | 0.72111 | 0.50078
10 | 5 | 12 | 211.3 | 238.3 | 238.3 | 371.8 | 267 | 2024-10-05 12:00 | 0.63207 | 0.64897 | 0.64897 | 0.74734 | 0.52027
10 | 5 | 13 | 206.6 | 235.3 | 235.3 | 363.8 | 282 | 2024-10-05 13:00 | 0.61801 | 0.6408 | 0.6408 | 0.73126 | 0.54949
10 | 5 | 14 | 207.5 | 243.2 | 243.2 | 368.4 | 273 | 2024-10-05 14:00 | 0.6207 | 0.66231 | 0.66231 | 0.7405 | 0.53196
10 | 5 | 15 | 210.1 | 223.2 | 223.2 | 397.9 | 274 | 2024-10-05 15:00 | 0.62848 | 0.60784 | 0.60784 | 0.7998 | 0.5339
10 | 5 | 16 | 213.2 | 236.8 | 236.8 | 408.9 | 277 | 2024-10-05 16:00 | 0.63775 | 0.64488 | 0.64488 | 0.82191 | 0.53975
10 | 5 | 17 | 223.4 | 251.1 | 251.1 | 381.9 | 364 | 2024-10-05 17:00 | 0.66826 | 0.68382 | 0.68382 | 0.76764 | 0.70928
10 | 5 | 18 | 266.7 | 286 | 286 | 395.8 | 380 | 2024-10-05 18:00 | 0.79779 | 0.77887 | 0.77887 | 0.79558 | 0.74045
10 | 5 | 19 | 290.5 | 2.95 | 2.95 | 410.1 | 424.1 | 2024-10-05 19:00 | 0.86898 | 0.0080338 | 0.0080338 | 0.82432 | 0.82638
10 | 5 | 20 | 288.5 | 160.45 | 160.45 | 429.15 | 429.2 | 2024-10-05 20:00 | 0.863 | 0.43696 | 0.43696 | 0.86261 | 0.83632
10 | 5 | 21 | 296.2 | 191.45 | 191.45 | 394.5 | 349.9 | 2024-10-05 21:00 | 0.88603 | 0.52138 | 0.52138 | 0.79296 | 0.6818
10 | 5 | 22 | 280.4 | 256.6 | 256.6 | 371.65 | 454.2 | 2024-10-05 22:00 | 0.83877 | 0.6988 | 0.6988 | 0.74704 | 0.88504
10 | 5 | 23 | 246.2 | 226.5 | 226.5 | 313.4 | 338 | 2024-10-05 23:00 | 0.73646 | 0.61683 | 0.61683 | 0.62995 | 0.65861
10 | 6 | 0 | 236.2 | 174.1 | 174.1 | 336.8 | 321 | 2024-10-06 | 0.70655 | 0.47413 | 0.47413 | 0.67698 | 0.62549
10 | 6 | 1 | 225.4 | 144.9 | 144.9 | 325.8 | 308 | 2024-10-06 01:00 | 0.67424 | 0.39461 | 0.39461 | 0.65487 | 0.60016
10 | 6 | 2 | 217.7 | 181.8 | 181.8 | 308.75 | 298 | 2024-10-06 02:00 | 0.65121 | 0.4951 | 0.4951 | 0.6206 | 0.58067
10 | 6 | 3 | 219.6 | 184 | 184 | 306.75 | 289 | 2024-10-06 03:00 | 0.6569 | 0.50109 | 0.50109 | 0.61658 | 0.56313
10 | 6 | 4 | 213.3 | 179.1 | 179.1 | 313.95 | 299 | 2024-10-06 04:00 | 0.63805 | 0.48775 | 0.48775 | 0.63106 | 0.58262
10 | 6 | 5 | 223.4 | 192.1 | 192.1 | 316 | 316 | 2024-10-06 05:00 | 0.66826 | 0.52315 | 0.52315 | 0.63518 | 0.61574
10 | 6 | 6 | 243.7 | 200.1 | 200.1 | 329 | 341 | 2024-10-06 06:00 | 0.72899 | 0.54493 | 0.54493 | 0.66131 | 0.66446
10 | 6 | 7 | 226.8 | 202 | 202 | 344.9 | 344 | 2024-10-06 07:00 | 0.67843 | 0.55011 | 0.55011 | 0.69327 | 0.6703
10 | 6 | 8 | 227.4 | 203.4 | 203.4 | 338.9 | 345 | 2024-10-06 08:00 | 0.68023 | 0.55392 | 0.55392 | 0.68121 | 0.67225
10 | 6 | 9 | 220.5 | 200.5 | 200.5 | 348.5 | 352 | 2024-10-06 09:00 | 0.65959 | 0.54602 | 0.54602 | 0.7005 | 0.68589
10 | 6 | 10 | 217.3 | 190.9 | 190.9 | 337.2 | 350 | 2024-10-06 10:00 | 0.65001 | 0.51988 | 0.51988 | 0.67779 | 0.682
10 | 6 | 11 | 195.1 | 183.9 | 183.9 | 340.1 | 350 | 2024-10-06 11:00 | 0.58361 | 0.50082 | 0.50082 | 0.68362 | 0.682
10 | 6 | 12 | 206.5 | 193.45 | 193.45 | 350.95 | 352 | 2024-10-06 12:00 | 0.61771 | 0.52682 | 0.52682 | 0.70543 | 0.68589
10 | 6 | 13 | 162.6 | 200.55 | 200.55 | 346.25 | 367 | 2024-10-06 13:00 | 0.48639 | 0.54616 | 0.54616 | 0.69598 | 0.71512
10 | 6 | 14 | 29.3 | 219.2 | 219.2 | 340.8 | 374 | 2024-10-06 14:00 | 0.087646 | 0.59695 | 0.59695 | 0.68503 | 0.72876
10 | 6 | 15 | 27.025 | 226.95 | 226.95 | 354.8 | 372 | 2024-10-06 15:00 | 0.080841 | 0.61806 | 0.61806 | 0.71317 | 0.72486
10 | 6 | 16 | 136.32 | 230.3 | 230.3 | 349.9 | 360 | 2024-10-06 16:00 | 0.40778 | 0.62718 | 0.62718 | 0.70332 | 0.70148
10 | 6 | 17 | 18.825 | 235.3 | 235.3 | 376.2 | 371 | 2024-10-06 17:00 | 0.056312 | 0.6408 | 0.6408 | 0.75618 | 0.72292
10 | 6 | 18 | 134.45 | 273.4 | 273.4 | 410.3 | 418.1 | 2024-10-06 18:00 | 0.40218 | 0.74455 | 0.74455 | 0.82472 | 0.81469
10 | 6 | 19 | 282.6 | 296.3 | 296.3 | 418.5 | 453.7 | 2024-10-06 19:00 | 0.84535 | 0.80692 | 0.80692 | 0.84121 | 0.88406
10 | 6 | 20 | 309.8 | 312.4 | 312.4 | 382.85 | 450.1 | 2024-10-06 20:00 | 0.92671 | 0.85076 | 0.85076 | 0.76955 | 0.87705
10 | 6 | 21 | 299.1 | 312.3 | 312.3 | 404.45 | 379.6 | 2024-10-06 21:00 | 0.89471 | 0.85049 | 0.85049 | 0.81296 | 0.73967
10 | 6 | 22 | 290.5 | 296.2 | 296.2 | 402.6 | 374.5 | 2024-10-06 22:00 | 0.86898 | 0.80664 | 0.80664 | 0.80925 | 0.72973
10 | 6 | 23 | 250.5 | 285.1 | 285.1 | 362.25 | 343.7 | 2024-10-06 23:00 | 0.74933 | 0.77642 | 0.77642 | 0.72814 | 0.66972
10 | 7 | 0 | 245.4 | 254.1 | 254.1 | 346 | 331 | 2024-10-07 | 0.73407 | 0.69199 | 0.69199 | 0.69548 | 0.64497
10 | 7 | 1 | 237.4 | 251.2 | 251.2 | 328 | 318 | 2024-10-07 01:00 | 0.71014 | 0.6841 | 0.6841 | 0.6593 | 0.61964
10 | 7 | 2 | 233.1 | 246.1 | 246.1 | 324 | 309 | 2024-10-07 02:00 | 0.69728 | 0.67021 | 0.67021 | 0.65126 | 0.6021
10 | 7 | 3 | 197.5 | 233 | 233 | 318 | 300 | 2024-10-07 03:00 | 0.59079 | 0.63453 | 0.63453 | 0.6392 | 0.58457
10 | 7 | 4 | 210.7 | 230.1 | 230.1 | 313 | 299 | 2024-10-07 04:00 | 0.63027 | 0.62663 | 0.62663 | 0.62915 | 0.58262
10 | 7 | 5 | 207.6 | 233.1 | 233.1 | 314 | 314 | 2024-10-07 05:00 | 0.621 | 0.6348 | 0.6348 | 0.63116 | 0.61185
10 | 7 | 6 | 150.7 | 234 | 234 | 336.8 | 367 | 2024-10-07 06:00 | 0.45079 | 0.63725 | 0.63725 | 0.67698 | 0.71512
10 | 7 | 7 | 184.6 | 230.1 | 230.1 | 337.1 | 357 | 2024-10-07 07:00 | 0.5522 | 0.62663 | 0.62663 | 0.67759 | 0.69564
10 | 7 | 8 | 180.2 | 211.1 | 211.1 | 338.1 | 353 | 2024-10-07 08:00 | 0.53904 | 0.57489 | 0.57489 | 0.6796 | 0.68784
10 | 7 | 9 | 203.6 | 196.75 | 196.75 | 355.3 | 372 | 2024-10-07 09:00 | 0.60903 | 0.53581 | 0.53581 | 0.71417 | 0.72486
10 | 7 | 10 | 173.8 | 197.6 | 197.6 | 342.2 | 375 | 2024-10-07 10:00 | 0.51989 | 0.53813 | 0.53813 | 0.68784 | 0.73071
10 | 7 | 11 | 184.3 | 197.5 | 197.5 | 365 | 380 | 2024-10-07 11:00 | 0.5513 | 0.53785 | 0.53785 | 0.73367 | 0.74045
10 | 7 | 12 | 186.3 | 196.5 | 196.5 | 368.1 | 394 | 2024-10-07 12:00 | 0.55728 | 0.53513 | 0.53513 | 0.7399 | 0.76773
10 | 7 | 13 | 197.4 | 209.5 | 209.5 | 345.1 | 373 | 2024-10-07 13:00 | 0.59049 | 0.57053 | 0.57053 | 0.69367 | 0.72681
10 | 7 | 14 | 202.2 | 200.8 | 200.8 | 349 | 373 | 2024-10-07 14:00 | 0.60485 | 0.54684 | 0.54684 | 0.70151 | 0.72681
10 | 7 | 15 | 206.1 | 211.8 | 211.8 | 348.4 | 389 | 2024-10-07 15:00 | 0.61651 | 0.5768 | 0.5768 | 0.7003 | 0.75799
10 | 7 | 16 | 203.3 | 228 | 228 | 342.1 | 377 | 2024-10-07 16:00 | 0.60814 | 0.62092 | 0.62092 | 0.68764 | 0.73461
10 | 7 | 17 | 173.3 | 243.3 | 243.3 | 350.8 | 413.8 | 2024-10-07 17:00 | 0.5184 | 0.66258 | 0.66258 | 0.70513 | 0.80631
10 | 7 | 18 | 260.9 | 273.3 | 273.3 | 408.5 | 424.5 | 2024-10-07 18:00 | 0.78044 | 0.74428 | 0.74428 | 0.82111 | 0.82716
10 | 7 | 19 | 173.6 | 311.4 | 311.4 | 441.8 | 459.2 | 2024-10-07 19:00 | 0.51929 | 0.84804 | 0.84804 | 0.88804 | 0.89478
10 | 7 | 20 | 252.6 | 310.3 | 310.3 | 448.5 | 451 | 2024-10-07 20:00 | 0.75561 | 0.84504 | 0.84504 | 0.90151 | 0.8788
10 | 7 | 21 | 241.7 | 295.3 | 295.3 | 443.8 | 439 | 2024-10-07 21:00 | 0.723 | 0.80419 | 0.80419 | 0.89206 | 0.85542
10 | 7 | 22 | 243.9 | 287.2 | 287.2 | 421.2 | 430.3 | 2024-10-07 22:00 | 0.72958 | 0.78214 | 0.78214 | 0.84663 | 0.83846
10 | 7 | 23 | 221.3 | 258.9 | 258.9 | 394.8 | 377.3 | 2024-10-07 23:00 | 0.66198 | 0.70507 | 0.70507 | 0.79357 | 0.73519
10 | 8 | 0 | 210.4 | 251.5 | 251.5 | 296 | 351.2 | 2024-10-08 | 0.62937 | 0.68491 | 0.68491 | 0.59497 | 0.68433
10 | 8 | 1 | 202.4 | 238.4 | 238.4 | 314.4 | 334.2 | 2024-10-08 01:00 | 0.60544 | 0.64924 | 0.64924 | 0.63196 | 0.65121
10 | 8 | 2 | 204.4 | 232.5 | 232.5 | 265.5 | 322 | 2024-10-08 02:00 | 0.61143 | 0.63317 | 0.63317 | 0.53367 | 0.62744
10 | 8 | 3 | 182.6 | 230.5 | 230.5 | 292.1 | 316 | 2024-10-08 03:00 | 0.54622 | 0.62772 | 0.62772 | 0.58714 | 0.61574
10 | 8 | 4 | 186.7 | 222.6 | 222.6 | 297.3 | 311 | 2024-10-08 04:00 | 0.55848 | 0.60621 | 0.60621 | 0.59759 | 0.606
10 | 8 | 5 | 189.3 | 246.5 | 246.5 | 306.3 | 319 | 2024-10-08 05:00 | 0.56626 | 0.6713 | 0.6713 | 0.61568 | 0.62159
10 | 8 | 6 | 194.3 | 248.5 | 248.5 | 312.2 | 339 | 2024-10-08 06:00 | 0.58121 | 0.67674 | 0.67674 | 0.62754 | 0.66056
10 | 8 | 7 | 198.1 | 246.4 | 246.4 | 330.3 | 358 | 2024-10-08 07:00 | 0.59258 | 0.67102 | 0.67102 | 0.66392 | 0.69758
10 | 8 | 8 | 195.3 | 247 | 247 | 338.6 | 359 | 2024-10-08 08:00 | 0.58421 | 0.67266 | 0.67266 | 0.6806 | 0.69953
10 | 8 | 9 | 196 | 242 | 242 | 331.6 | 357 | 2024-10-08 09:00 | 0.5863 | 0.65904 | 0.65904 | 0.66653 | 0.69564
10 | 8 | 10 | 193.7 | 237.7 | 237.7 | 332.4 | 353 | 2024-10-08 10:00 | 0.57942 | 0.64733 | 0.64733 | 0.66814 | 0.68784
10 | 8 | 11 | 192.8 | 235.7 | 235.7 | 347.5 | 355 | 2024-10-08 11:00 | 0.57673 | 0.64188 | 0.64188 | 0.69849 | 0.69174
10 | 8 | 12 | 182.8 | 221.1 | 221.1 | 350.6 | 339 | 2024-10-08 12:00 | 0.54681 | 0.60212 | 0.60212 | 0.70472 | 0.66056
10 | 8 | 13 | 191.7 | 209.7 | 209.7 | 345.9 | 359 | 2024-10-08 13:00 | 0.57344 | 0.57108 | 0.57108 | 0.69528 | 0.69953
10 | 8 | 14 | 201.3 | 224.9 | 224.9 | 347.8 | 367 | 2024-10-08 14:00 | 0.60215 | 0.61247 | 0.61247 | 0.6991 | 0.71512
10 | 8 | 15 | 186.4 | 193.1 | 193.1 | 325 | 351 | 2024-10-08 15:00 | 0.55758 | 0.52587 | 0.52587 | 0.65327 | 0.68394
10 | 8 | 16 | 201.5 | 213.9 | 213.9 | 354.1 | 349 | 2024-10-08 16:00 | 0.60275 | 0.58252 | 0.58252 | 0.71176 | 0.68005
10 | 8 | 17 | 209.6 | 235.5 | 235.5 | 352.4 | 345 | 2024-10-08 17:00 | 0.62698 | 0.64134 | 0.64134 | 0.70834 | 0.67225
10 | 8 | 18 | 274 | 279.5 | 279.5 | 407.65 | 397 | 2024-10-08 18:00 | 0.81962 | 0.76117 | 0.76117 | 0.8194 | 0.77358
10 | 8 | 19 | 293.7 | 328.1 | 328.1 | 434.25 | 420 | 2024-10-08 19:00 | 0.87855 | 0.89352 | 0.89352 | 0.87286 | 0.81839
10 | 8 | 20 | 295.6 | 331.3 | 331.3 | 438 | 431 | 2024-10-08 20:00 | 0.88424 | 0.90223 | 0.90223 | 0.8804 | 0.83983
10 | 8 | 21 | 284.1 | 326.2 | 326.2 | 440.05 | 444 | 2024-10-08 21:00 | 0.84984 | 0.88834 | 0.88834 | 0.88452 | 0.86516
10 | 8 | 22 | 264.8 | 319.2 | 319.2 | 393.7 | 417.5 | 2024-10-08 22:00 | 0.7921 | 0.86928 | 0.86928 | 0.79136 | 0.81352
10 | 8 | 23 | 246.8 | 278.1 | 278.1 | 397.9 | 399.5 | 2024-10-08 23:00 | 0.73826 | 0.75735 | 0.75735 | 0.7998 | 0.77845
10 | 9 | 0 | 219.8 | 261.4 | 261.4 | 302.7 | 367 | 2024-10-09 | 0.65749 | 0.71187 | 0.71187 | 0.60844 | 0.71512
10 | 9 | 1 | 223.7 | 261.4 | 261.4 | 290 | 351 | 2024-10-09 01:00 | 0.66916 | 0.71187 | 0.71187 | 0.58291 | 0.68394
10 | 9 | 2 | 218.7 | 252.3 | 252.3 | 285.05 | 339 | 2024-10-09 02:00 | 0.6542 | 0.68709 | 0.68709 | 0.57296 | 0.66056
10 | 9 | 3 | 216.7 | 247.5 | 247.5 | 282.95 | 327 | 2024-10-09 03:00 | 0.64822 | 0.67402 | 0.67402 | 0.56874 | 0.63718
10 | 9 | 4 | 204.7 | 234.5 | 234.5 | 283.05 | 317 | 2024-10-09 04:00 | 0.61232 | 0.63862 | 0.63862 | 0.56894 | 0.61769
10 | 9 | 5 | 213.7 | 87.15 | 87.15 | 286.95 | 319 | 2024-10-09 05:00 | 0.63925 | 0.23734 | 0.23734 | 0.57678 | 0.62159
10 | 9 | 6 | 243.8 | 154.8 | 154.8 | 301.2 | 326 | 2024-10-09 06:00 | 0.72929 | 0.42157 | 0.42157 | 0.60543 | 0.63523
10 | 9 | 7 | 218.8 | 192.7 | 192.7 | 305.5 | 349 | 2024-10-09 07:00 | 0.6545 | 0.52478 | 0.52478 | 0.61407 | 0.68005
10 | 9 | 8 | 222.8 | 239.9 | 239.9 | 318 | 348 | 2024-10-09 08:00 | 0.66647 | 0.65332 | 0.65332 | 0.6392 | 0.6781
10 | 9 | 9 | 216.8 | 240.2 | 240.2 | 316.3 | 340 | 2024-10-09 09:00 | 0.64852 | 0.65414 | 0.65414 | 0.63578 | 0.66251
10 | 9 | 10 | 210.45 | 226.4 | 226.4 | 308.6 | 339 | 2024-10-09 10:00 | 0.62952 | 0.61656 | 0.61656 | 0.6203 | 0.66056
10 | 9 | 11 | 200.95 | 226.2 | 226.2 | 311.15 | 359 | 2024-10-09 11:00 | 0.60111 | 0.61601 | 0.61601 | 0.62543 | 0.69953
10 | 9 | 12 | 202.1 | 218 | 218 | 317.1 | 355 | 2024-10-09 12:00 | 0.60455 | 0.59368 | 0.59368 | 0.63739 | 0.69174
10 | 9 | 13 | 198.6 | 231.2 | 231.2 | 310.9 | 372 | 2024-10-09 13:00 | 0.59408 | 0.62963 | 0.62963 | 0.62492 | 0.72486
10 | 9 | 14 | 210.8 | 237.6 | 237.6 | 316.9 | 360 | 2024-10-09 14:00 | 0.63057 | 0.64706 | 0.64706 | 0.63698 | 0.70148
10 | 9 | 15 | 200.5 | 239.4 | 239.4 | 333.4 | 336 | 2024-10-09 15:00 | 0.59976 | 0.65196 | 0.65196 | 0.67015 | 0.65472
10 | 9 | 16 | 185.3 | 231.3 | 231.3 | 330.7 | 289 | 2024-10-09 16:00 | 0.55429 | 0.6299 | 0.6299 | 0.66472 | 0.56313
10 | 9 | 17 | 215.5 | 241.1 | 241.1 | 327.9 | 346 | 2024-10-09 17:00 | 0.64463 | 0.65659 | 0.65659 | 0.6591 | 0.6742
10 | 9 | 18 | 210.3 | 295.5 | 295.5 | 357.8 | 397 | 2024-10-09 18:00 | 0.62908 | 0.80474 | 0.80474 | 0.7192 | 0.77358
10 | 9 | 19 | 259.9 | 323.2 | 323.2 | 429.6 | 418.5 | 2024-10-09 19:00 | 0.77745 | 0.88017 | 0.88017 | 0.86352 | 0.81547
10 | 9 | 20 | 283.6 | 318.2 | 318.2 | 435.9 | 420.5 | 2024-10-09 20:00 | 0.84834 | 0.86656 | 0.86656 | 0.87618 | 0.81937
10 | 9 | 21 | 274.8 | 315 | 315 | 430.8 | 396 | 2024-10-09 21:00 | 0.82202 | 0.85784 | 0.85784 | 0.86593 | 0.77163
10 | 9 | 22 | 254.5 | 301.2 | 301.2 | 409 | 386 | 2024-10-09 22:00 | 0.76129 | 0.82026 | 0.82026 | 0.82211 | 0.75214
10 | 9 | 23 | 245.4 | 264.8 | 264.8 | 380.1 | 293 | 2024-10-09 23:00 | 0.73407 | 0.72113 | 0.72113 | 0.76402 | 0.57093
10 | 10 | 0 | 222.3 | 94.4 | 94.4 | 352.6 | 249 | 2024-10-10 | 0.66497 | 0.25708 | 0.25708 | 0.70874 | 0.48519
10 | 10 | 1 | 214.2 | 145.85 | 145.85 | 342.5 | 236 | 2024-10-10 01:00 | 0.64074 | 0.39719 | 0.39719 | 0.68844 | 0.45986
10 | 10 | 2 | 209.3 | 205.75 | 205.75 | 324.8 | 234 | 2024-10-10 02:00 | 0.62608 | 0.56032 | 0.56032 | 0.65286 | 0.45596
10 | 10 | 3 | 210.5 | 208.7 | 208.7 | 322.9 | 225 | 2024-10-10 03:00 | 0.62967 | 0.56836 | 0.56836 | 0.64905 | 0.43843
10 | 10 | 4 | 207.6 | 207.9 | 207.9 | 320.9 | 230 | 2024-10-10 04:00 | 0.621 | 0.56618 | 0.56618 | 0.64503 | 0.44817
10 | 10 | 5 | 229.8 | 211.7 | 211.7 | 318.5 | 260 | 2024-10-10 05:00 | 0.68741 | 0.57653 | 0.57653 | 0.6402 | 0.50663
10 | 10 | 6 | 232.8 | 218.4 | 218.4 | 320 | 301 | 2024-10-10 06:00 | 0.69638 | 0.59477 | 0.59477 | 0.64322 | 0.58652
10 | 10 | 7 | 216.8 | 226.5 | 226.5 | 334.1 | 327 | 2024-10-10 07:00 | 0.64852 | 0.61683 | 0.61683 | 0.67156 | 0.63718
10 | 10 | 8 | 211.8 | 232 | 232 | 333.1 | 339 | 2024-10-10 08:00 | 0.63356 | 0.63181 | 0.63181 | 0.66955 | 0.66056
10 | 10 | 9 | 210.8 | 232.1 | 232.1 | 323.1 | 346 | 2024-10-10 09:00 | 0.63057 | 0.63208 | 0.63208 | 0.64945 | 0.6742
10 | 10 | 10 | 213.8 | 232.3 | 232.3 | 329.95 | 345 | 2024-10-10 10:00 | 0.63955 | 0.63263 | 0.63263 | 0.66322 | 0.67225
10 | 10 | 11 | 214.3 | 240.2 | 240.2 | 326.2 | 361 | 2024-10-10 11:00 | 0.64104 | 0.65414 | 0.65414 | 0.65568 | 0.70343
10 | 10 | 12 | 209.7 | 242.2 | 242.2 | 311.4 | 357 | 2024-10-10 12:00 | 0.62728 | 0.65959 | 0.65959 | 0.62593 | 0.69564
10 | 10 | 13 | 212.5 | 243.4 | 243.4 | 312.1 | 370 | 2024-10-10 13:00 | 0.63566 | 0.66285 | 0.66285 | 0.62734 | 0.72097
10 | 10 | 14 | 191.1 | 241.9 | 241.9 | 333.1 | 374 | 2024-10-10 14:00 | 0.57164 | 0.65877 | 0.65877 | 0.66955 | 0.72876
10 | 10 | 15 | 231.5 | 243.5 | 243.5 | 322 | 365.5 | 2024-10-10 15:00 | 0.69249 | 0.66313 | 0.66313 | 0.64724 | 0.7122
10 | 10 | 16 | 219.2 | 244.3 | 244.3 | 268.3 | 376.5 | 2024-10-10 16:00 | 0.6557 | 0.66531 | 0.66531 | 0.5393 | 0.73363
10 | 10 | 17 | 224.8 | 249.5 | 249.5 | 327.3 | 371.5 | 2024-10-10 17:00 | 0.67245 | 0.67947 | 0.67947 | 0.65789 | 0.72389
10 | 10 | 18 | 269.8 | 221.7 | 221.7 | 379.4 | 392.5 | 2024-10-10 18:00 | 0.80706 | 0.60376 | 0.60376 | 0.76261 | 0.76481
10 | 10 | 19 | 300.8 | 271.4 | 271.4 | 416.7 | 442.6 | 2024-10-10 19:00 | 0.89979 | 0.73911 | 0.73911 | 0.83759 | 0.86243
10 | 10 | 20 | 295.9 | 271.8 | 271.8 | 420.1 | 453.1 | 2024-10-10 20:00 | 0.88513 | 0.7402 | 0.7402 | 0.84442 | 0.88289
10 | 10 | 21 | 287.5 | 278.8 | 278.8 | 416.2 | 441.2 | 2024-10-10 21:00 | 0.86001 | 0.75926 | 0.75926 | 0.83658 | 0.8597
10 | 10 | 22 | 252.5 | 265.8 | 265.8 | 406.3 | 436.8 | 2024-10-10 22:00 | 0.75531 | 0.72386 | 0.72386 | 0.81668 | 0.85113
10 | 10 | 23 | 247.7 | 232.5 | 232.5 | 385.2 | 397.5 | 2024-10-10 23:00 | 0.74095 | 0.63317 | 0.63317 | 0.77427 | 0.77455
10 | 11 | 0 | 220 | 231.7 | 231.7 | 336.5 | 394.1 | 2024-10-11 | 0.65809 | 0.63099 | 0.63099 | 0.67638 | 0.76793
10 | 11 | 1 | 211.8 | 226.1 | 226.1 | 351.7 | 354.1 | 2024-10-11 01:00 | 0.63356 | 0.61574 | 0.61574 | 0.70693 | 0.68998
10 | 11 | 2 | 209.8 | 210.9 | 210.9 | 329.65 | 309.6 | 2024-10-11 02:00 | 0.62758 | 0.57435 | 0.57435 | 0.66261 | 0.60327
10 | 11 | 3 | 207.8 | 218.8 | 218.8 | 325.6 | 311.5 | 2024-10-11 03:00 | 0.6216 | 0.59586 | 0.59586 | 0.65447 | 0.60698
10 | 11 | 4 | 207.8 | 220.825 | 220.83 | 314.6 | 311.3 | 2024-10-11 04:00 | 0.6216 | 0.60138 | 0.60139 | 0.63236 | 0.60659
10 | 11 | 5 | 221 | 221.365 | 221.37 | 279.55 | 342.5 | 2024-10-11 05:00 | 0.66108 | 0.60285 | 0.60286 | 0.56191 | 0.66738
10 | 11 | 6 | 236.1 | 244.5 | 244.5 | 282.65 | 414.8 | 2024-10-11 06:00 | 0.70625 | 0.66585 | 0.66585 | 0.56814 | 0.80826
10 | 11 | 7 | 216.3 | 235.26 | 235.26 | 323.8 | 247.3 | 2024-10-11 07:00 | 0.64702 | 0.64069 | 0.64069 | 0.65085 | 0.48188
10 | 11 | 8 | 209.1 | 252.4 | 252.4 | 320.8 | 267.8 | 2024-10-11 08:00 | 0.62549 | 0.68736 | 0.68736 | 0.64482 | 0.52182
10 | 11 | 9 | 196.7 | 246.3 | 246.3 | 328.9 | 269 | 2024-10-11 09:00 | 0.58839 | 0.67075 | 0.67075 | 0.66111 | 0.52416
10 | 11 | 10 | 203.4 | 224.9 | 224.9 | 322 | 276 | 2024-10-11 10:00 | 0.60844 | 0.61247 | 0.61247 | 0.64724 | 0.5378
10 | 11 | 11 | 203.3 | 221.7 | 221.7 | 323.9 | 271.3 | 2024-10-11 11:00 | 0.60814 | 0.60376 | 0.60376 | 0.65106 | 0.52864
10 | 11 | 12 | 199.1 | 219.7 | 219.7 | 331.7 | 292.9 | 2024-10-11 12:00 | 0.59557 | 0.59831 | 0.59831 | 0.66673 | 0.57073
10 | 11 | 13 | 202.3 | 223.4 | 223.4 | 346.7 | 284.9 | 2024-10-11 13:00 | 0.60515 | 0.60839 | 0.60839 | 0.69688 | 0.55514
10 | 11 | 14 | 212.5 | 225.2 | 225.2 | 357.7 | 275 | 2024-10-11 14:00 | 0.63566 | 0.61329 | 0.61329 | 0.71899 | 0.53585
10 | 11 | 15 | 216.6 | 240.8 | 240.8 | 308.9 | 288.9 | 2024-10-11 15:00 | 0.64792 | 0.65577 | 0.65577 | 0.6209 | 0.56294
10 | 11 | 16 | 222.6 | 236 | 236 | 355.95 | 291.8 | 2024-10-11 16:00 | 0.66587 | 0.6427 | 0.6427 | 0.71548 | 0.56859
10 | 11 | 17 | 234.2 | 231 | 231 | 365.95 | 320.1 | 2024-10-11 17:00 | 0.70057 | 0.62908 | 0.62908 | 0.73558 | 0.62373
10 | 11 | 18 | 264 | 282.4 | 282.4 | 405.05 | 405.1 | 2024-10-11 18:00 | 0.78971 | 0.76906 | 0.76906 | 0.81417 | 0.78936
10 | 11 | 19 | 296.9 | 322.9 | 322.9 | 448.15 | 477 | 2024-10-11 19:00 | 0.88812 | 0.87936 | 0.87936 | 0.9008 | 0.92946
10 | 11 | 20 | 311.3 | 330.1 | 330.1 | 450 | 423.1 | 2024-10-11 20:00 | 0.9312 | 0.89897 | 0.89897 | 0.90452 | 0.82443
10 | 11 | 21 | 307 | 314.1 | 314.1 | 434.3 | 196.8 | 2024-10-11 21:00 | 0.91834 | 0.85539 | 0.85539 | 0.87296 | 0.38348
10 | 11 | 22 | 289.7 | 290.8 | 290.8 | 434.55 | 261 | 2024-10-11 22:00 | 0.86659 | 0.79194 | 0.79194 | 0.87347 | 0.50857
10 | 11 | 23 | 264.8 | 275.7 | 275.7 | 376.6 | 300.4 | 2024-10-11 23:00 | 0.7921 | 0.75082 | 0.75082 | 0.75698 | 0.58535
10 | 12 | 0 | 196.5 | 261.4 | 261.4 | 343.7 | 295.2 | 2024-10-12 | 0.5878 | 0.71187 | 0.71187 | 0.69085 | 0.57521
10 | 12 | 1 | 180 | 248.3 | 248.3 | 327.7 | 278.9 | 2024-10-12 01:00 | 0.53844 | 0.6762 | 0.6762 | 0.65869 | 0.54345
10 | 12 | 2 | 212 | 244.1 | 244.1 | 318.7 | 276 | 2024-10-12 02:00 | 0.63416 | 0.66476 | 0.66476 | 0.6406 | 0.5378
10 | 12 | 3 | 163 | 245.2 | 245.2 | 313.7 | 263.1 | 2024-10-12 03:00 | 0.48759 | 0.66776 | 0.66776 | 0.63055 | 0.51267
10 | 12 | 4 | 194.5 | 246.3 | 246.3 | 280.7 | 256.7 | 2024-10-12 04:00 | 0.58181 | 0.67075 | 0.67075 | 0.56422 | 0.50019
10 | 12 | 5 | 202.5 | 243.5 | 243.5 | 290.7 | 270.1 | 2024-10-12 05:00 | 0.60574 | 0.66313 | 0.66313 | 0.58432 | 0.52631
10 | 12 | 6 | 216.3 | 250.7 | 250.7 | 314.7 | 264.1 | 2024-10-12 06:00 | 0.64702 | 0.68273 | 0.68273 | 0.63256 | 0.51461
10 | 12 | 7 | 220.4 | 248.7 | 248.7 | 332.65 | 261.1 | 2024-10-12 07:00 | 0.65929 | 0.67729 | 0.67729 | 0.66864 | 0.50877
10 | 12 | 8 | 217.2 | 234.4 | 234.4 | 361.1 | 236.6 | 2024-10-12 08:00 | 0.64972 | 0.63834 | 0.63834 | 0.72583 | 0.46103
10 | 12 | 9 | 206.4 | 245.4 | 245.4 | 352.05 | 265.3 | 2024-10-12 09:00 | 0.61741 | 0.6683 | 0.6683 | 0.70764 | 0.51695
10 | 12 | 10 | 200.3 | 249.3 | 249.3 | 348.8 | 209.1 | 2024-10-12 10:00 | 0.59916 | 0.67892 | 0.67892 | 0.70111 | 0.40744
10 | 12 | 11 | 203.4 | 244.4 | 244.4 | 354.7 | 276.2 | 2024-10-12 11:00 | 0.60844 | 0.66558 | 0.66558 | 0.71296 | 0.53819
10 | 12 | 12 | 214.4 | 266.4 | 266.4 | 353.75 | 291.6 | 2024-10-12 12:00 | 0.64134 | 0.72549 | 0.72549 | 0.71106 | 0.5682
10 | 12 | 13 | 214.1 | 243.3 | 243.3 | 346.75 | 294.2 | 2024-10-12 13:00 | 0.64044 | 0.66258 | 0.66258 | 0.69698 | 0.57327
10 | 12 | 14 | 215.3 | 227.4 | 227.4 | 346.75 | 292.2 | 2024-10-12 14:00 | 0.64403 | 0.61928 | 0.61928 | 0.69698 | 0.56937
10 | 12 | 15 | 215.4 | 228.3 | 228.3 | 354.75 | 197.4 | 2024-10-12 15:00 | 0.64433 | 0.62173 | 0.62173 | 0.71307 | 0.38465
10 | 12 | 16 | 215 | 245.9 | 245.9 | 327.65 | 307.7 | 2024-10-12 16:00 | 0.64313 | 0.66966 | 0.66966 | 0.65859 | 0.59957
10 | 12 | 17 | 222.3 | 250 | 250 | 368.4 | 301.3 | 2024-10-12 17:00 | 0.66497 | 0.68083 | 0.68083 | 0.7405 | 0.5871
10 | 12 | 18 | 262.5 | 215.1 | 215.1 | 399.85 | 449.2 | 2024-10-12 18:00 | 0.78522 | 0.58578 | 0.58578 | 0.80372 | 0.87529
10 | 12 | 19 | 303.7 | 264.75 | 264.75 | 434.6 | 466.1 | 2024-10-12 19:00 | 0.90847 | 0.721 | 0.721 | 0.87357 | 0.90822
10 | 12 | 20 | 314.7 | 301.7 | 301.7 | 418.75 | 453.3 | 2024-10-12 20:00 | 0.94137 | 0.82162 | 0.82162 | 0.84171 | 0.88328
10 | 12 | 21 | 305.8 | 292.1 | 292.1 | 380.35 | 450.6 | 2024-10-12 21:00 | 0.91475 | 0.79548 | 0.79548 | 0.76452 | 0.87802
10 | 12 | 22 | 279.8 | 286.8 | 286.8 | 411.9 | 431.5 | 2024-10-12 22:00 | 0.83697 | 0.78105 | 0.78105 | 0.82794 | 0.8408
10 | 12 | 23 | 262.1 | 265.5 | 265.5 | 368.4 | 360.6 | 2024-10-12 23:00 | 0.78403 | 0.72304 | 0.72304 | 0.7405 | 0.70265
10 | 13 | 0 | 244.5 | 233.05 | 233.05 | 365.5 | 340.2 | 2024-10-13 | 0.73138 | 0.63467 | 0.63467 | 0.73467 | 0.6629
10 | 13 | 1 | 241.8 | 223.5 | 223.5 | 345.32 | 307 | 2024-10-13 01:00 | 0.7233 | 0.60866 | 0.60866 | 0.69411 | 0.59821
10 | 13 | 2 | 220.2 | 231.1 | 231.1 | 336.4 | 300 | 2024-10-13 02:00 | 0.65869 | 0.62936 | 0.62936 | 0.67618 | 0.58457
10 | 13 | 3 | 226.4 | 222.9 | 222.9 | 308.35 | 295 | 2024-10-13 03:00 | 0.67724 | 0.60703 | 0.60703 | 0.6198 | 0.57482
10 | 13 | 4 | 225.2 | 225.1 | 225.1 | 299.3 | 296 | 2024-10-13 04:00 | 0.67365 | 0.61302 | 0.61302 | 0.60161 | 0.57677
10 | 13 | 5 | 239 | 233.3 | 233.3 | 306.3 | 333.2 | 2024-10-13 05:00 | 0.71493 | 0.63535 | 0.63535 | 0.61568 | 0.64926
10 | 13 | 6 | 246.4 | 241 | 241 | 322.8 | 243.6 | 2024-10-13 06:00 | 0.73706 | 0.65632 | 0.65632 | 0.64884 | 0.47467
10 | 13 | 7 | 238.1 | 229.9 | 229.9 | 346.25 | 294.4 | 2024-10-13 07:00 | 0.71223 | 0.62609 | 0.62609 | 0.69598 | 0.57366
10 | 13 | 8 | 237.1 | 241.1 | 241.1 | 362.25 | 292.1 | 2024-10-13 08:00 | 0.70924 | 0.65659 | 0.65659 | 0.72814 | 0.56917
10 | 13 | 9 | 114.6 | 234.2 | 234.2 | 355.8 | 300.2 | 2024-10-13 09:00 | 0.34281 | 0.6378 | 0.6378 | 0.71518 | 0.58496
10 | 13 | 10 | 184.4 | 200 | 200 | 344.55 | 286 | 2024-10-13 10:00 | 0.5516 | 0.54466 | 0.54466 | 0.69256 | 0.55729
10 | 13 | 11 | 183.7 | 214.3 | 214.3 | 347.7 | 279 | 2024-10-13 11:00 | 0.54951 | 0.58361 | 0.58361 | 0.69889 | 0.54365
10 | 13 | 12 | 193.5 | 223.2 | 223.2 | 350.7 | 305.7 | 2024-10-13 12:00 | 0.57882 | 0.60784 | 0.60784 | 0.70492 | 0.59567
10 | 13 | 13 | 174.7 | 220.65 | 220.65 | 355.8 | 211.8 | 2024-10-13 13:00 | 0.52258 | 0.6009 | 0.6009 | 0.71518 | 0.4127
10 | 13 | 14 | 197.25 | 231.65 | 231.65 | 353.7 | 210.8 | 2024-10-13 14:00 | 0.59004 | 0.63086 | 0.63086 | 0.71095 | 0.41076
10 | 13 | 15 | 202.25 | 240 | 240 | 336.1 | 213.8 | 2024-10-13 15:00 | 0.605 | 0.65359 | 0.65359 | 0.67558 | 0.4166
10 | 13 | 16 | 196.2 | 237.2 | 237.2 | 363.8 | 338.7 | 2024-10-13 16:00 | 0.5869 | 0.64597 | 0.64597 | 0.73126 | 0.65998
10 | 13 | 17 | 201.8 | 266.2 | 266.2 | 373.6 | 373 | 2024-10-13 17:00 | 0.60365 | 0.72495 | 0.72495 | 0.75095 | 0.72681
10 | 13 | 18 | 270.4 | 270.4 | 270.4 | 407.5 | 466 | 2024-10-13 18:00 | 0.80885 | 0.73638 | 0.73638 | 0.8191 | 0.90803
10 | 13 | 19 | 284.65 | 315.1 | 315.1 | 412.2 | 463.4 | 2024-10-13 19:00 | 0.85148 | 0.85812 | 0.85812 | 0.82854 | 0.90296
10 | 13 | 20 | 286.6 | 329.1 | 329.1 | 413.1 | 479.3 | 2024-10-13 20:00 | 0.85731 | 0.89624 | 0.89624 | 0.83035 | 0.93394
10 | 13 | 21 | 287.25 | 290.2 | 290.2 | 400.3 | 468.4 | 2024-10-13 21:00 | 0.85926 | 0.79031 | 0.79031 | 0.80462 | 0.9127
10 | 13 | 22 | 259.5 | 292.3 | 292.3 | 397.5 | 437.3 | 2024-10-13 22:00 | 0.77625 | 0.79602 | 0.79602 | 0.79899 | 0.8521
10 | 13 | 23 | 247.4 | 263.3 | 263.3 | 378.9 | 406.3 | 2024-10-13 23:00 | 0.74005 | 0.71705 | 0.71705 | 0.76161 | 0.7917
10 | 14 | 0 | 232.4 | 203.2 | 203.2 | 366.2 | 391.6 | 2024-10-14 | 0.69518 | 0.55338 | 0.55338 | 0.73608 | 0.76306
10 | 14 | 1 | 229.2 | 214.2 | 214.2 | 356.1 | 365 | 2024-10-14 01:00 | 0.68561 | 0.58333 | 0.58333 | 0.71578 | 0.71122
10 | 14 | 2 | 223.5 | 213.3 | 213.3 | 343.2 | 352 | 2024-10-14 02:00 | 0.66856 | 0.58088 | 0.58088 | 0.68985 | 0.68589
10 | 14 | 3 | 220.7 | 209.3 | 209.3 | 318.2 | 345 | 2024-10-14 03:00 | 0.66019 | 0.56999 | 0.56999 | 0.6396 | 0.67225
10 | 14 | 4 | 217.8 | 206.4 | 206.4 | 323 | 345 | 2024-10-14 04:00 | 0.65151 | 0.56209 | 0.56209 | 0.64925 | 0.67225
10 | 14 | 5 | 218.1 | 211.2 | 211.2 | 327.2 | 363 | 2024-10-14 05:00 | 0.65241 | 0.57516 | 0.57516 | 0.65769 | 0.70733
10 | 14 | 6 | 228.9 | 213.1 | 213.1 | 344 | 399 | 2024-10-14 06:00 | 0.68471 | 0.58034 | 0.58034 | 0.69146 | 0.77747
10 | 14 | 7 | 218.8 | 217.4 | 217.4 | 344.5 | 296 | 2024-10-14 07:00 | 0.6545 | 0.59205 | 0.59205 | 0.69246 | 0.57677
10 | 14 | 8 | 210.8 | 209.2 | 209.2 | 379.5 | 208.8 | 2024-10-14 08:00 | 0.63057 | 0.56972 | 0.56972 | 0.76281 | 0.40686
10 | 14 | 9 | 204.8 | 206.3 | 206.3 | 314.5 | 300.4 | 2024-10-14 09:00 | 0.61262 | 0.56182 | 0.56182 | 0.63216 | 0.58535
10 | 14 | 10 | 207.8 | 205.1 | 205.1 | 300.6 | 313.4 | 2024-10-14 10:00 | 0.6216 | 0.55855 | 0.55855 | 0.60422 | 0.61068
10 | 14 | 11 | 196.8 | 203.3 | 203.3 | 315.4 | 325.3 | 2024-10-14 11:00 | 0.58869 | 0.55365 | 0.55365 | 0.63397 | 0.63387
10 | 14 | 12 | 183.3 | 205.2 | 205.2 | 328.3 | 340.8 | 2024-10-14 12:00 | 0.54831 | 0.55882 | 0.55882 | 0.6599 | 0.66407
10 | 14 | 13 | 194.5 | 217.3 | 217.3 | 341.3 | 326 | 2024-10-14 13:00 | 0.58181 | 0.59178 | 0.59178 | 0.68603 | 0.63523
10 | 14 | 14 | 210.3 | 221.3 | 221.3 | 349.8 | 324 | 2024-10-14 14:00 | 0.62908 | 0.60267 | 0.60267 | 0.70312 | 0.63133
10 | 14 | 15 | 206.8 | 230.3 | 230.3 | 348.8 | 318 | 2024-10-14 15:00 | 0.61861 | 0.62718 | 0.62718 | 0.70111 | 0.61964
10 | 14 | 16 | 215.4 | 216.3 | 216.3 | 318.7 | 41 | 2024-10-14 16:00 | 0.64433 | 0.58905 | 0.58905 | 0.6406 | 0.079891
10 | 14 | 17 | 220.6 | 209.4 | 209.4 | 311.6 | 156.8 | 2024-10-14 17:00 | 0.65989 | 0.57026 | 0.57026 | 0.62633 | 0.30553
10 | 14 | 18 | 275 | 250.85 | 250.85 | 376.2 | 85.9 | 2024-10-14 18:00 | 0.82261 | 0.68314 | 0.68314 | 0.75618 | 0.16738
10 | 14 | 19 | 302.2 | 292.4 | 292.4 | 437.8 | 171.1 | 2024-10-14 19:00 | 0.90398 | 0.7963 | 0.7963 | 0.88 | 0.3334
10 | 14 | 20 | 278.7 | 300.2 | 300.2 | 433.35 | 404.3 | 2024-10-14 20:00 | 0.83368 | 0.81754 | 0.81754 | 0.87106 | 0.7878
10 | 14 | 21 | 284 | 298.5 | 298.5 | 436.2 | 394.8 | 2024-10-14 21:00 | 0.84954 | 0.81291 | 0.81291 | 0.87678 | 0.76929
10 | 14 | 22 | 265 | 275.5 | 275.5 | 434.9 | 371.4 | 2024-10-14 22:00 | 0.7927 | 0.75027 | 0.75027 | 0.87417 | 0.72369
10 | 14 | 23 | 256.1 | 252.1 | 252.1 | 386.7 | 344.4 | 2024-10-14 23:00 | 0.76608 | 0.68655 | 0.68655 | 0.77729 | 0.67108
10 | 15 | 0 | 235.4 | 68.6 | 68.6 | 351.8 | 315.2 | 2024-10-15 | 0.70416 | 0.18682 | 0.18682 | 0.70714 | 0.61419
10 | 15 | 1 | 229.4 | 98 | 98 | 354.4 | 319.2 | 2024-10-15 01:00 | 0.68621 | 0.26688 | 0.26688 | 0.71236 | 0.62198
10 | 15 | 2 | 218.1 | 203.8 | 203.8 | 348.8 | 306.8 | 2024-10-15 02:00 | 0.65241 | 0.55501 | 0.55501 | 0.70111 | 0.59782
10 | 15 | 3 | 217.4 | 201.6 | 201.6 | 342.8 | 297.2 | 2024-10-15 03:00 | 0.65031 | 0.54902 | 0.54902 | 0.68905 | 0.57911
10 | 15 | 4 | 209.9 | 199.8 | 199.8 | 304.9 | 298.9 | 2024-10-15 04:00 | 0.62788 | 0.54412 | 0.54412 | 0.61286 | 0.58242
10 | 15 | 5 | 206.6 | 207.8 | 207.8 | 309.9 | 314 | 2024-10-15 05:00 | 0.61801 | 0.5659 | 0.5659 | 0.62291 | 0.61185
10 | 15 | 6 | 213.5 | 226.7 | 226.7 | 310.5 | 343.1 | 2024-10-15 06:00 | 0.63865 | 0.61737 | 0.61737 | 0.62412 | 0.66855
10 | 15 | 7 | 213.3 | 206 | 206 | 331.55 | 295 | 2024-10-15 07:00 | 0.63805 | 0.561 | 0.561 | 0.66643 | 0.57482
10 | 15 | 8 | 196.5 | 212.65 | 212.65 | 338 | 119.7 | 2024-10-15 08:00 | 0.5878 | 0.57911 | 0.57911 | 0.6794 | 0.23324
10 | 15 | 9 | 183.2 | 210.65 | 210.65 | 349 | 244.5 | 2024-10-15 09:00 | 0.54801 | 0.57367 | 0.57367 | 0.70151 | 0.47642
10 | 15 | 10 | 190.2 | 221.5 | 221.5 | 349.7 | 293.6 | 2024-10-15 10:00 | 0.56895 | 0.60321 | 0.60321 | 0.70291 | 0.5721
10 | 15 | 11 | 178.2 | 223.6 | 223.6 | 360.5 | 344.8 | 2024-10-15 11:00 | 0.53305 | 0.60893 | 0.60893 | 0.72462 | 0.67186
10 | 15 | 12 | 181.2 | 219.8 | 219.8 | 367.1 | 352.3 | 2024-10-15 12:00 | 0.54203 | 0.59858 | 0.59858 | 0.73789 | 0.68648
10 | 15 | 13 | 182.1 | 222.9 | 222.9 | 353.9 | 325.2 | 2024-10-15 13:00 | 0.54472 | 0.60703 | 0.60703 | 0.71136 | 0.63367
10 | 15 | 14 | 198.2 | 236 | 236 | 357.2 | 325.1 | 2024-10-15 14:00 | 0.59288 | 0.6427 | 0.6427 | 0.71799 | 0.63348
10 | 15 | 15 | 193.5 | 246 | 246 | 334.8 | 328.1 | 2024-10-15 15:00 | 0.57882 | 0.66993 | 0.66993 | 0.67296 | 0.63932
10 | 15 | 16 | 200.3 | 262.1 | 262.1 | 336.5 | 333.2 | 2024-10-15 16:00 | 0.59916 | 0.71378 | 0.71378 | 0.67638 | 0.64926
10 | 15 | 17 | 221.4 | 239.4 | 239.4 | 343.35 | 360.4 | 2024-10-15 17:00 | 0.66228 | 0.65196 | 0.65196 | 0.69015 | 0.70226
10 | 15 | 18 | 270.8 | 285.1 | 285.1 | 408.5 | 364.9 | 2024-10-15 18:00 | 0.81005 | 0.77642 | 0.77642 | 0.82111 | 0.71103
10 | 15 | 19 | 298.6 | 299.4 | 299.4 | 429.5 | 382.6 | 2024-10-15 19:00 | 0.89321 | 0.81536 | 0.81536 | 0.86332 | 0.74552
10 | 15 | 20 | 307.9 | 278.4 | 278.4 | 438.95 | 395.4 | 2024-10-15 20:00 | 0.92103 | 0.75817 | 0.75817 | 0.88231 | 0.77046
10 | 15 | 21 | 291.1 | 286.7 | 286.7 | 431.3 | 392.5 | 2024-10-15 21:00 | 0.87077 | 0.78077 | 0.78077 | 0.86693 | 0.76481
10 | 15 | 22 | 24.2 | 262.6 | 262.6 | 419.6 | 364 | 2024-10-15 22:00 | 0.07239 | 0.71514 | 0.71514 | 0.84342 | 0.70928
10 | 15 | 23 | 112.15 | 276.8 | 276.8 | 404.6 | 328.7 | 2024-10-15 23:00 | 0.33548 | 0.75381 | 0.75381 | 0.81327 | 0.64049
10 | 16 | 0 | 163.66 | 226.5 | 226.5 | 362 | 320.3 | 2024-10-16 | 0.48956 | 0.61683 | 0.61683 | 0.72764 | 0.62412
10 | 16 | 1 | 201.3 | 227.7 | 227.7 | 345.1 | 298.5 | 2024-10-16 01:00 | 0.60215 | 0.6201 | 0.6201 | 0.69367 | 0.58164
10 | 16 | 2 | 204.6 | 221.8 | 221.8 | 334.85 | 292.3 | 2024-10-16 02:00 | 0.61203 | 0.60403 | 0.60403 | 0.67307 | 0.56956
10 | 16 | 3 | 201.7 | 236.7 | 236.7 | 327.95 | 282.7 | 2024-10-16 03:00 | 0.60335 | 0.64461 | 0.64461 | 0.6592 | 0.55086
10 | 16 | 4 | 198.5 | 217.5 | 217.5 | 325.85 | 281.7 | 2024-10-16 04:00 | 0.59378 | 0.59232 | 0.59232 | 0.65497 | 0.54891
10 | 16 | 5 | 218.7 | 232.5 | 232.5 | 325.95 | 282.6 | 2024-10-16 05:00 | 0.6542 | 0.63317 | 0.63317 | 0.65518 | 0.55066
10 | 16 | 6 | 242.5 | 259.9 | 259.9 | 347.75 | 306.5 | 2024-10-16 06:00 | 0.7254 | 0.70779 | 0.70779 | 0.69899 | 0.59723
10 | 16 | 7 | 225.6 | 244.5 | 244.5 | 297.3 | 319 | 2024-10-16 07:00 | 0.67484 | 0.66585 | 0.66585 | 0.59759 | 0.62159
10 | 16 | 8 | 223.9 | 245.9 | 245.9 | 314.2 | 313.8 | 2024-10-16 08:00 | 0.66976 | 0.66966 | 0.66966 | 0.63156 | 0.61146
10 | 16 | 9 | 211.9 | 239.9 | 239.9 | 323.6 | 317.1 | 2024-10-16 09:00 | 0.63386 | 0.65332 | 0.65332 | 0.65045 | 0.61789
10 | 16 | 10 | 218.7 | 236.2 | 236.2 | 320 | 332.1 | 2024-10-16 10:00 | 0.6542 | 0.64325 | 0.64325 | 0.64322 | 0.64712
10 | 16 | 11 | 213.8 | 236.5 | 236.5 | 309.4 | 340 | 2024-10-16 11:00 | 0.63955 | 0.64406 | 0.64406 | 0.62191 | 0.66251
10 | 16 | 12 | 214.2 | 221.5 | 221.5 | 309.5 | 350.2 | 2024-10-16 12:00 | 0.64074 | 0.60321 | 0.60321 | 0.62211 | 0.68239
10 | 16 | 13 | 217.65 | 231.3 | 231.3 | 329.1 | 330.9 | 2024-10-16 13:00 | 0.65106 | 0.6299 | 0.6299 | 0.66151 | 0.64478
10 | 16 | 14 | 219.7 | 255.7 | 255.7 | 283.7 | 301.3 | 2024-10-16 14:00 | 0.65719 | 0.69635 | 0.69635 | 0.57025 | 0.5871
10 | 16 | 15 | 218.9 | 254.7 | 254.7 | 281.55 | 344.3 | 2024-10-16 15:00 | 0.6548 | 0.69363 | 0.69363 | 0.56593 | 0.67089
10 | 16 | 16 | 220.55 | 239 | 239 | 286.25 | 344.3 | 2024-10-16 16:00 | 0.65974 | 0.65087 | 0.65087 | 0.57538 | 0.67089
10 | 16 | 17 | 224.65 | 241.3 | 241.3 | 321.45 | 351.3 | 2024-10-16 17:00 | 0.672 | 0.65714 | 0.65714 | 0.64613 | 0.68453
10 | 16 | 18 | 15.55 | 273.3 | 273.3 | 393.85 | 412.3 | 2024-10-16 18:00 | 0.046515 | 0.74428 | 0.74428 | 0.79166 | 0.80339
10 | 16 | 19 | 71.7 | 329.7 | 329.7 | 422.5 | 425.7 | 2024-10-16 19:00 | 0.21448 | 0.89788 | 0.89788 | 0.84925 | 0.8295
10 | 16 | 20 | 265.2 | 329.8 | 329.8 | 440 | 429.6 | 2024-10-16 20:00 | 0.7933 | 0.89815 | 0.89815 | 0.88442 | 0.8371
10 | 16 | 21 | 280.4 | 323.6 | 323.6 | 426 | 409.1 | 2024-10-16 21:00 | 0.83877 | 0.88126 | 0.88126 | 0.85628 | 0.79716
10 | 16 | 22 | 259.35 | 300.7 | 300.7 | 423.3 | 364.1 | 2024-10-16 22:00 | 0.7758 | 0.8189 | 0.8189 | 0.85085 | 0.70947
10 | 16 | 23 | 242.35 | 274.6 | 274.6 | 405.2 | 339 | 2024-10-16 23:00 | 0.72495 | 0.74782 | 0.74782 | 0.81447 | 0.66056
10 | 17 | 0 | 210.45 | 254.2 | 254.2 | 373.7 | 329 | 2024-10-17 | 0.62952 | 0.69227 | 0.69227 | 0.75116 | 0.64108
10 | 17 | 1 | 227.45 | 237 | 237 | 354.8 | 317 | 2024-10-17 01:00 | 0.68038 | 0.64542 | 0.64542 | 0.71317 | 0.61769
10 | 17 | 2 | 215.45 | 245.3 | 245.3 | 344.7 | 308 | 2024-10-17 02:00 | 0.64448 | 0.66803 | 0.66803 | 0.69286 | 0.60016
10 | 17 | 3 | 212.65 | 241.2 | 241.2 | 332.7 | 302 | 2024-10-17 03:00 | 0.63611 | 0.65686 | 0.65686 | 0.66874 | 0.58846
10 | 17 | 4 | 216.75 | 241.3 | 241.3 | 315.9 | 317 | 2024-10-17 04:00 | 0.64837 | 0.65714 | 0.65714 | 0.63497 | 0.61769
10 | 17 | 5 | 228.75 | 250.3 | 250.3 | 305.6 | 344 | 2024-10-17 05:00 | 0.68427 | 0.68164 | 0.68164 | 0.61427 | 0.6703
10 | 17 | 6 | 238.95 | 259.4 | 259.4 | 312.8 | 360 | 2024-10-17 06:00 | 0.71478 | 0.70643 | 0.70643 | 0.62874 | 0.70148
10 | 17 | 7 | 228.25 | 246 | 246 | 332.6 | 324 | 2024-10-17 07:00 | 0.68277 | 0.66993 | 0.66993 | 0.66854 | 0.63133
10 | 17 | 8 | 229.05 | 231.7 | 231.7 | 348.3 | 389 | 2024-10-17 08:00 | 0.68516 | 0.63099 | 0.63099 | 0.7001 | 0.75799
10 | 17 | 9 | 226 | 240.1 | 240.1 | 329.8 | 422 | 2024-10-17 09:00 | 0.67604 | 0.65387 | 0.65387 | 0.66291 | 0.82229
10 | 17 | 10 | 211.8 | 236.9 | 236.9 | 330.7 | 343 | 2024-10-17 10:00 | 0.63356 | 0.64515 | 0.64515 | 0.66472 | 0.66836
10 | 17 | 11 | 209.9 | 225.2 | 225.2 | 330.7 | 344 | 2024-10-17 11:00 | 0.62788 | 0.61329 | 0.61329 | 0.66472 | 0.6703
10 | 17 | 12 | 211 | 224.7 | 224.7 | 331.7 | 351 | 2024-10-17 12:00 | 0.63117 | 0.61193 | 0.61193 | 0.66673 | 0.68394
10 | 17 | 13 | 217 | 230.5 | 230.5 | 341.7 | 346 | 2024-10-17 13:00 | 0.64912 | 0.62772 | 0.62772 | 0.68683 | 0.6742
10 | 17 | 14 | 213.2 | 239.3 | 239.3 | 342.1 | 355 | 2024-10-17 14:00 | 0.63775 | 0.65169 | 0.65169 | 0.68764 | 0.69174
10 | 17 | 15 | 208 | 234.6 | 234.6 | 336.6 | 359 | 2024-10-17 15:00 | 0.6222 | 0.63889 | 0.63889 | 0.67658 | 0.69953
10 | 17 | 16 | 199.3 | 242.5 | 242.5 | 342.7 | 369 | 2024-10-17 16:00 | 0.59617 | 0.6604 | 0.6604 | 0.68884 | 0.71902
10 | 17 | 17 | 216.1 | 247.5 | 247.5 | 348.1 | 369 | 2024-10-17 17:00 | 0.64643 | 0.67402 | 0.67402 | 0.6997 | 0.71902
10 | 17 | 18 | 255.9 | 287.4 | 287.4 | 385.6 | 437.5 | 2024-10-17 18:00 | 0.76548 | 0.78268 | 0.78268 | 0.77508 | 0.85249
10 | 17 | 19 | 297.3 | 330.2 | 330.2 | 417.4 | 465.5 | 2024-10-17 19:00 | 0.88932 | 0.89924 | 0.89924 | 0.83899 | 0.90705
10 | 17 | 20 | 305.1 | 333.8 | 333.8 | 428.7 | 459.8 | 2024-10-17 20:00 | 0.91265 | 0.90904 | 0.90904 | 0.86171 | 0.89595
10 | 17 | 21 | 297.1 | 308.7 | 308.7 | 401.4 | 439.3 | 2024-10-17 21:00 | 0.88872 | 0.84069 | 0.84069 | 0.80683 | 0.856
10 | 17 | 22 | 266.7 | 231.6 | 231.6 | 395.8 | 424.3 | 2024-10-17 22:00 | 0.79779 | 0.63072 | 0.63072 | 0.79558 | 0.82677
10 | 17 | 23 | 262.7 | 260.6 | 260.6 | 382.4 | 393.6 | 2024-10-17 23:00 | 0.78582 | 0.70969 | 0.70969 | 0.76864 | 0.76695
10 | 18 | 0 | 250.4 | 241.2 | 241.2 | 350.9 | 371 | 2024-10-18 | 0.74903 | 0.65686 | 0.65686 | 0.70533 | 0.72292
10 | 18 | 1 | 235.8 | 243.3 | 243.3 | 336.9 | 344 | 2024-10-18 01:00 | 0.70535 | 0.66258 | 0.66258 | 0.67719 | 0.6703
10 | 18 | 2 | 233.5 | 236.4 | 236.4 | 327 | 325 | 2024-10-18 02:00 | 0.69847 | 0.64379 | 0.64379 | 0.65729 | 0.63328
10 | 18 | 3 | 228.8 | 233.4 | 233.4 | 320.9 | 325 | 2024-10-18 03:00 | 0.68442 | 0.63562 | 0.63562 | 0.64503 | 0.63328
10 | 18 | 4 | 217.6 | 235.4 | 235.4 | 316 | 327 | 2024-10-18 04:00 | 0.65091 | 0.64107 | 0.64107 | 0.63518 | 0.63718
10 | 18 | 5 | 231.3 | 212.4 | 212.4 | 318.9 | 349 | 2024-10-18 05:00 | 0.69189 | 0.57843 | 0.57843 | 0.64101 | 0.68005
10 | 18 | 6 | 258.1 | 233.3 | 233.3 | 338.1 | 390 | 2024-10-18 06:00 | 0.77206 | 0.63535 | 0.63535 | 0.6796 | 0.75994
10 | 18 | 7 | 232.5 | 236.2 | 236.2 | 334.9 | 348 | 2024-10-18 07:00 | 0.69548 | 0.64325 | 0.64325 | 0.67317 | 0.6781
10 | 18 | 8 | 235.9 | 230.5 | 230.5 | 339.9 | 350 | 2024-10-18 08:00 | 0.70565 | 0.62772 | 0.62772 | 0.68322 | 0.682
10 | 18 | 9 | 205.6 | 235.3 | 235.3 | 332 | 363 | 2024-10-18 09:00 | 0.61502 | 0.6408 | 0.6408 | 0.66734 | 0.70733
10 | 18 | 10 | 208.7 | 236.5 | 236.5 | 342.9 | 363 | 2024-10-18 10:00 | 0.62429 | 0.64406 | 0.64406 | 0.68925 | 0.70733
10 | 18 | 11 | 200.85 | 232.2 | 232.2 | 342.1 | 368 | 2024-10-18 11:00 | 0.60081 | 0.63235 | 0.63235 | 0.68764 | 0.71707
10 | 18 | 12 | 198.55 | 222.3 | 222.3 | 342.2 | 371 | 2024-10-18 12:00 | 0.59393 | 0.60539 | 0.60539 | 0.68784 | 0.72292
10 | 18 | 13 | 186.05 | 214 | 214 | 346.9 | 367 | 2024-10-18 13:00 | 0.55654 | 0.58279 | 0.58279 | 0.69729 | 0.71512
10 | 18 | 14 | 188.85 | 200.3 | 200.3 | 351.2 | 245 | 2024-10-18 14:00 | 0.56491 | 0.54548 | 0.54548 | 0.70593 | 0.4774
10 | 18 | 15 | 201.3 | 124.5 | 124.5 | 335.3 | 346 | 2024-10-18 15:00 | 0.60215 | 0.33905 | 0.33905 | 0.67397 | 0.6742
10 | 18 | 16 | 220 | 197.6 | 197.6 | 345.5 | 312 | 2024-10-18 16:00 | 0.65809 | 0.53813 | 0.53813 | 0.69447 | 0.60795
10 | 18 | 17 | 225.4 | 241.9 | 241.9 | 356.45 | 353.6 | 2024-10-18 17:00 | 0.67424 | 0.65877 | 0.65877 | 0.71648 | 0.68901
10 | 18 | 18 | 287.5 | 282.9 | 282.9 | 402.3 | 432.6 | 2024-10-18 18:00 | 0.86001 | 0.77042 | 0.77042 | 0.80864 | 0.84295
10 | 18 | 19 | 275.3 | 69.85 | 69.85 | 415.2 | 473.3 | 2024-10-18 19:00 | 0.82351 | 0.19022 | 0.19022 | 0.83457 | 0.92225
10 | 18 | 20 | 296.4 | 117.35 | 117.35 | 417.45 | 489.9 | 2024-10-18 20:00 | 0.88663 | 0.31958 | 0.31958 | 0.8391 | 0.9546
10 | 18 | 21 | 296.1 | 254.85 | 254.85 | 403.5 | 472.9 | 2024-10-18 21:00 | 0.88573 | 0.69404 | 0.69404 | 0.81106 | 0.92147
10 | 18 | 22 | 272.8 | 247.6 | 247.6 | 411.1 | 443 | 2024-10-18 22:00 | 0.81603 | 0.67429 | 0.67429 | 0.82633 | 0.86321
10 | 18 | 23 | 261.9 | 239.5 | 239.5 | 363.8 | 396.9 | 2024-10-18 23:00 | 0.78343 | 0.65223 | 0.65223 | 0.73126 | 0.77338
10 | 19 | 0 | 242.5 | 227.5 | 227.5 | 339.55 | 369 | 2024-10-19 | 0.7254 | 0.61955 | 0.61955 | 0.68251 | 0.71902
10 | 19 | 1 | 240 | 223.45 | 223.45 | 330.65 | 360 | 2024-10-19 01:00 | 0.71792 | 0.60852 | 0.60852 | 0.66462 | 0.70148
10 | 19 | 2 | 240.8 | 217.65 | 217.65 | 322.55 | 351 | 2024-10-19 02:00 | 0.72031 | 0.59273 | 0.59273 | 0.64834 | 0.68394
10 | 19 | 3 | 236.9 | 211.8 | 211.8 | 314.85 | 360 | 2024-10-19 03:00 | 0.70864 | 0.5768 | 0.5768 | 0.63286 | 0.70148
10 | 19 | 4 | 238.1 | 221.85 | 221.85 | 313.45 | 357 | 2024-10-19 04:00 | 0.71223 | 0.60417 | 0.60417 | 0.63005 | 0.69564
10 | 19 | 5 | 248 | 229.9 | 229.9 | 323.5 | 367 | 2024-10-19 05:00 | 0.74185 | 0.62609 | 0.62609 | 0.65025 | 0.71512
10 | 19 | 6 | 258.3 | 237.95 | 237.95 | 332.4 | 417 | 2024-10-19 06:00 | 0.77266 | 0.64801 | 0.64801 | 0.66814 | 0.81255
10 | 19 | 7 | 245 | 221.8 | 221.8 | 336.95 | 367 | 2024-10-19 07:00 | 0.73287 | 0.60403 | 0.60403 | 0.67729 | 0.71512
10 | 19 | 8 | 211.25 | 225.8 | 225.8 | 355.3 | 367 | 2024-10-19 08:00 | 0.63192 | 0.61492 | 0.61492 | 0.71417 | 0.71512
10 | 19 | 9 | 197.2 | 221.9 | 221.9 | 349.4 | 374 | 2024-10-19 09:00 | 0.58989 | 0.6043 | 0.6043 | 0.70231 | 0.72876
10 | 19 | 10 | 194.8 | 223.7 | 223.7 | 351.4 | 376 | 2024-10-19 10:00 | 0.58271 | 0.6092 | 0.6092 | 0.70633 | 0.73266
10 | 19 | 11 | 201.9 | 216.6 | 216.6 | 363.4 | 373 | 2024-10-19 11:00 | 0.60395 | 0.58987 | 0.58987 | 0.73045 | 0.72681
10 | 19 | 12 | 202.7 | 223.25 | 223.25 | 351.3 | 377 | 2024-10-19 12:00 | 0.60634 | 0.60798 | 0.60798 | 0.70613 | 0.73461
10 | 19 | 13 | 196.35 | 218.25 | 218.25 | 354.4 | 379.5 | 2024-10-19 13:00 | 0.58735 | 0.59436 | 0.59436 | 0.71236 | 0.73948
10 | 19 | 14 | 209.25 | 224.25 | 224.25 | 352.3 | 357.5 | 2024-10-19 14:00 | 0.62593 | 0.6107 | 0.6107 | 0.70814 | 0.69661
10 | 19 | 15 | 220.8 | 229.6 | 229.6 | 350.2 | 354.5 | 2024-10-19 15:00 | 0.66048 | 0.62527 | 0.62527 | 0.70392 | 0.69076
10 | 19 | 16 | 223.8 | 234.1 | 234.1 | 347.5 | 390.5 | 2024-10-19 16:00 | 0.66946 | 0.63753 | 0.63753 | 0.69849 | 0.76091
10 | 19 | 17 | 220 | 231 | 231 | 361.2 | 404 | 2024-10-19 17:00 | 0.65809 | 0.62908 | 0.62908 | 0.72603 | 0.78722
10 | 19 | 18 | 280 | 307.7 | 307.7 | 392.1 | 442.6 | 2024-10-19 18:00 | 0.83757 | 0.83796 | 0.83796 | 0.78814 | 0.86243
10 | 19 | 19 | 308.2 | 320.9 | 320.9 | 445.3 | 467.9 | 2024-10-19 19:00 | 0.92193 | 0.87391 | 0.87391 | 0.89508 | 0.91173
10 | 19 | 20 | 314 | 311 | 311 | 427.05 | 484 | 2024-10-19 20:00 | 0.93928 | 0.84695 | 0.84695 | 0.85839 | 0.9431
10 | 19 | 21 | 305 | 309 | 309 | 371.85 | 472.2 | 2024-10-19 21:00 | 0.91235 | 0.8415 | 0.8415 | 0.74744 | 0.92011
10 | 19 | 22 | 288.6 | 291.1 | 291.1 | 384.25 | 445.8 | 2024-10-19 22:00 | 0.8633 | 0.79276 | 0.79276 | 0.77236 | 0.86867
10 | 19 | 23 | 270.3 | 267.8 | 267.8 | 308.75 | 424.7 | 2024-10-19 23:00 | 0.80856 | 0.7293 | 0.7293 | 0.6206 | 0.82755
10 | 20 | 0 | 242.7 | 247.6 | 247.6 | 335.85 | 298 | 2024-10-20 | 0.72599 | 0.67429 | 0.67429 | 0.67508 | 0.58067
10 | 20 | 1 | 244.4 | 246.1 | 246.1 | 338.4 | 357 | 2024-10-20 01:00 | 0.73108 | 0.67021 | 0.67021 | 0.6802 | 0.69564
10 | 20 | 2 | 241.2 | 230.2 | 230.2 | 326.3 | 344 | 2024-10-20 02:00 | 0.72151 | 0.62691 | 0.62691 | 0.65588 | 0.6703
10 | 20 | 3 | 235.8 | 231.3 | 231.3 | 325.4 | 335 | 2024-10-20 03:00 | 0.70535 | 0.6299 | 0.6299 | 0.65407 | 0.65277
10 | 20 | 4 | 238.3 | 229.9 | 229.9 | 325.3 | 338 | 2024-10-20 04:00 | 0.71283 | 0.62609 | 0.62609 | 0.65387 | 0.65861
10 | 20 | 5 | 246.1 | 233.5 | 233.5 | 331.35 | 356 | 2024-10-20 05:00 | 0.73617 | 0.63589 | 0.63589 | 0.66603 | 0.69369
10 | 20 | 6 | 261.1 | 237.3 | 237.3 | 345.8 | 298 | 2024-10-20 06:00 | 0.78103 | 0.64624 | 0.64624 | 0.69508 | 0.58067
10 | 20 | 7 | 243.8 | 232.8 | 232.8 | 363.5 | 353 | 2024-10-20 07:00 | 0.72929 | 0.63399 | 0.63399 | 0.73065 | 0.68784
10 | 20 | 8 | 246.5 | 225.7 | 225.7 | 372.1 | 353 | 2024-10-20 08:00 | 0.73736 | 0.61465 | 0.61465 | 0.74794 | 0.68784
10 | 20 | 9 | 214 | 227.5 | 227.5 | 369.65 | 353 | 2024-10-20 09:00 | 0.64014 | 0.61955 | 0.61955 | 0.74302 | 0.68784
10 | 20 | 10 | 207.7 | 216.4 | 216.4 | 363.65 | 364 | 2024-10-20 10:00 | 0.6213 | 0.58932 | 0.58932 | 0.73095 | 0.70928
10 | 20 | 11 | 223.9 | 152.6 | 152.6 | 377.75 | 304 | 2024-10-20 11:00 | 0.66976 | 0.41558 | 0.41558 | 0.7593 | 0.59236
10 | 20 | 12 | 191.4 | 160.6 | 160.6 | 358.45 | 307 | 2024-10-20 12:00 | 0.57254 | 0.43736 | 0.43736 | 0.7205 | 0.59821
10 | 20 | 13 | 220.7 | 196.4 | 196.4 | 362.35 | 301 | 2024-10-20 13:00 | 0.66019 | 0.53486 | 0.53486 | 0.72834 | 0.58652
10 | 20 | 14 | 233.5 | 208.7 | 208.7 | 344 | 271 | 2024-10-20 14:00 | 0.69847 | 0.56836 | 0.56836 | 0.69146 | 0.52806
10 | 20 | 15 | 226.5 | 222.8 | 222.8 | 308.4 | 257 | 2024-10-20 15:00 | 0.67754 | 0.60675 | 0.60675 | 0.6199 | 0.50078
10 | 20 | 16 | 229.5 | 217 | 217 | 299.8 | 390 | 2024-10-20 16:00 | 0.68651 | 0.59096 | 0.59096 | 0.60261 | 0.75994
10 | 20 | 17 | 239.4 | 237.2 | 237.2 | 305 | 417.5 | 2024-10-20 17:00 | 0.71612 | 0.64597 | 0.64597 | 0.61307 | 0.81352
10 | 20 | 18 | 294.5 | 274.6 | 274.6 | 331.25 | 452.5 | 2024-10-20 18:00 | 0.88095 | 0.74782 | 0.74782 | 0.66583 | 0.88172
10 | 20 | 19 | 323.6 | 314.9 | 314.9 | 413.6 | 453.3 | 2024-10-20 19:00 | 0.96799 | 0.85757 | 0.85757 | 0.83136 | 0.88328
10 | 20 | 20 | 314.7 | 330.8 | 330.8 | 418.85 | 466.2 | 2024-10-20 20:00 | 0.94137 | 0.90087 | 0.90087 | 0.84191 | 0.90842
10 | 20 | 21 | 314.2 | 325.3 | 325.3 | 418.05 | 442 | 2024-10-20 21:00 | 0.93987 | 0.88589 | 0.88589 | 0.8403 | 0.86126
10 | 20 | 22 | 302.4 | 312.8 | 312.8 | 394.95 | 417 | 2024-10-20 22:00 | 0.90458 | 0.85185 | 0.85185 | 0.79387 | 0.81255
10 | 20 | 23 | 264.7 | 265.3 | 265.3 | 380.2 | 396.5 | 2024-10-20 23:00 | 0.7918 | 0.72249 | 0.72249 | 0.76422 | 0.7726
10 | 21 | 0 | 256.9 | 236.3 | 236.3 | 320.1 | 325 | 2024-10-21 | 0.76847 | 0.64352 | 0.64352 | 0.64342 | 0.63328
10 | 21 | 1 | 243.5 | 254.1 | 254.1 | 328.3 | 326 | 2024-10-21 01:00 | 0.72839 | 0.69199 | 0.69199 | 0.6599 | 0.63523
10 | 21 | 2 | 244.2 | 251.3 | 251.3 | 289.1 | 313 | 2024-10-21 02:00 | 0.73048 | 0.68437 | 0.68437 | 0.58111 | 0.6099
10 | 21 | 3 | 241.5 | 250.8 | 250.8 | 287.1 | 303 | 2024-10-21 03:00 | 0.72241 | 0.68301 | 0.68301 | 0.57709 | 0.59041
10 | 21 | 4 | 236.2 | 234.3 | 234.3 | 287.1 | 318 | 2024-10-21 04:00 | 0.70655 | 0.63807 | 0.63807 | 0.57709 | 0.61964
10 | 21 | 5 | 243.8 | 113.7 | 113.7 | 313 | 334 | 2024-10-21 05:00 | 0.72929 | 0.30964 | 0.30964 | 0.62915 | 0.65082
10 | 21 | 6 | 260.3 | 182.5 | 182.5 | 320.9 | 381 | 2024-10-21 06:00 | 0.77864 | 0.497 | 0.497 | 0.64503 | 0.7424
10 | 21 | 7 | 241.1 | 218.6 | 218.6 | 335 | 311 | 2024-10-21 07:00 | 0.72121 | 0.59532 | 0.59532 | 0.67337 | 0.606
10 | 21 | 8 | 220.4 | 205.4 | 205.4 | 341 | 344 | 2024-10-21 08:00 | 0.65929 | 0.55937 | 0.55937 | 0.68543 | 0.6703
10 | 21 | 9 | 203.6 | 201.5 | 201.5 | 351 | 359 | 2024-10-21 09:00 | 0.60903 | 0.54875 | 0.54875 | 0.70553 | 0.69953
10 | 21 | 10 | 212.6 | 204.5 | 204.5 | 340.6 | 356.9 | 2024-10-21 10:00 | 0.63596 | 0.55692 | 0.55692 | 0.68462 | 0.69544
10 | 21 | 11 | 185.6 | 202.6 | 202.6 | 339.4 | 361.9 | 2024-10-21 11:00 | 0.55519 | 0.55174 | 0.55174 | 0.68221 | 0.70518
10 | 21 | 12 | 178.2 | 213.5 | 213.5 | 342.3 | 345 | 2024-10-21 12:00 | 0.53305 | 0.58143 | 0.58143 | 0.68804 | 0.67225
10 | 21 | 13 | 172.2 | 225.6 | 225.6 | 333.3 | 357.9 | 2024-10-21 13:00 | 0.51511 | 0.61438 | 0.61438 | 0.66995 | 0.69739
10 | 21 | 14 | 212.2 | 220.6 | 220.6 | 253.25 | 372.9 | 2024-10-21 14:00 | 0.63476 | 0.60076 | 0.60076 | 0.50905 | 0.72662
10 | 21 | 15 | 214.2 | 240.1 | 240.1 | 342.1 | 349.9 | 2024-10-21 15:00 | 0.64074 | 0.65387 | 0.65387 | 0.68764 | 0.6818
10 | 21 | 16 | 218.6 | 238.8 | 238.8 | 352.3 | 382.9 | 2024-10-21 16:00 | 0.6539 | 0.65033 | 0.65033 | 0.70814 | 0.7461
10 | 21 | 17 | 243.5 | 241.2 | 241.2 | 212.3 | 373.9 | 2024-10-21 17:00 | 0.72839 | 0.65686 | 0.65686 | 0.42673 | 0.72857
10 | 21 | 18 | 312.5 | 289.2 | 289.2 | 390.35 | 438.9 | 2024-10-21 18:00 | 0.93479 | 0.78758 | 0.78758 | 0.78462 | 0.85522
10 | 21 | 19 | 334.3 | 314.8 | 314.8 | 427.8 | 456.4 | 2024-10-21 19:00 | 1 | 0.8573 | 0.8573 | 0.8599 | 0.88932
10 | 21 | 20 | 329 | 324.3 | 324.3 | 445.9 | 477.7 | 2024-10-21 20:00 | 0.98415 | 0.88317 | 0.88317 | 0.89628 | 0.93083
10 | 21 | 21 | 322.1 | 312.3 | 312.3 | 438.8 | 457.5 | 2024-10-21 21:00 | 0.96351 | 0.85049 | 0.85049 | 0.88201 | 0.89147
10 | 21 | 22 | 303 | 300.6 | 300.6 | 408.9 | 432.2 | 2024-10-21 22:00 | 0.90637 | 0.81863 | 0.81863 | 0.82191 | 0.84217
10 | 21 | 23 | 285.4 | 272.2 | 272.2 | 411.2 | 407.7 | 2024-10-21 23:00 | 0.85372 | 0.74129 | 0.74129 | 0.82653 | 0.79443
10 | 22 | 0 | 261.1 | 236.9 | 236.9 | 367.9 | 361.4 | 2024-10-22 | 0.78103 | 0.64515 | 0.64515 | 0.7395 | 0.70421
10 | 22 | 1 | 254.6 | 225.1 | 225.1 | 353.9 | 350 | 2024-10-22 01:00 | 0.76159 | 0.61302 | 0.61302 | 0.71136 | 0.682
10 | 22 | 2 | 249.9 | 220.2 | 220.2 | 329.1 | 345 | 2024-10-22 02:00 | 0.74753 | 0.59967 | 0.59967 | 0.66151 | 0.67225
10 | 22 | 3 | 246.7 | 224.4 | 224.4 | 316.7 | 331 | 2024-10-22 03:00 | 0.73796 | 0.61111 | 0.61111 | 0.63658 | 0.64497
10 | 22 | 4 | 231.4 | 237.6 | 237.6 | 318.7 | 329 | 2024-10-22 04:00 | 0.69219 | 0.64706 | 0.64706 | 0.6406 | 0.64108
10 | 22 | 5 | 229 | 245.6 | 245.6 | 324.7 | 338 | 2024-10-22 05:00 | 0.68501 | 0.66885 | 0.66885 | 0.65266 | 0.65861
10 | 22 | 6 | 233.7 | 253.7 | 253.7 | 340 | 364 | 2024-10-22 06:00 | 0.69907 | 0.6909 | 0.6909 | 0.68342 | 0.70928
10 | 22 | 7 | 238.5 | 220.2 | 220.2 | 309 | 356 | 2024-10-22 07:00 | 0.71343 | 0.59967 | 0.59967 | 0.62111 | 0.69369
10 | 22 | 8 | 231.5 | 215.4 | 215.4 | 348 | 360 | 2024-10-22 08:00 | 0.69249 | 0.5866 | 0.5866 | 0.6995 | 0.70148
10 | 22 | 9 | 239.4 | 208.9 | 208.9 | 373 | 358 | 2024-10-22 09:00 | 0.71612 | 0.5689 | 0.5689 | 0.74975 | 0.69758
10 | 22 | 10 | 217.4 | 211.3 | 211.3 | 351 | 368 | 2024-10-22 10:00 | 0.65031 | 0.57544 | 0.57544 | 0.70553 | 0.71707
10 | 22 | 11 | 209.5 | 214.3 | 214.3 | 360 | 369 | 2024-10-22 11:00 | 0.62668 | 0.58361 | 0.58361 | 0.72362 | 0.71902
10 | 22 | 12 | 203.7 | 210.1 | 210.1 | 352 | 382 | 2024-10-22 12:00 | 0.60933 | 0.57217 | 0.57217 | 0.70754 | 0.74435
10 | 22 | 13 | 203.7 | 201.3 | 201.3 | 355 | 368 | 2024-10-22 13:00 | 0.60933 | 0.5482 | 0.5482 | 0.71357 | 0.71707
10 | 22 | 14 | 217.8 | 200.5 | 200.5 | 371.1 | 359 | 2024-10-22 14:00 | 0.65151 | 0.54602 | 0.54602 | 0.74593 | 0.69953
10 | 22 | 15 | 224 | 214.4 | 214.4 | 332 | 372 | 2024-10-22 15:00 | 0.67006 | 0.58388 | 0.58388 | 0.66734 | 0.72486
10 | 22 | 16 | 226.9 | 241.5 | 241.5 | 345 | 359 | 2024-10-22 16:00 | 0.67873 | 0.65768 | 0.65768 | 0.69347 | 0.69953
10 | 22 | 17 | 214.8 | 231.4 | 231.4 | 344.8 | 365 | 2024-10-22 17:00 | 0.64254 | 0.63017 | 0.63017 | 0.69307 | 0.71122
10 | 22 | 18 | 287.8 | 283.05 | 283.05 | 443.6 | 58.3 | 2024-10-22 18:00 | 0.8609 | 0.77083 | 0.77083 | 0.89166 | 0.1136
10 | 22 | 19 | 299.7 | 306.6 | 306.6 | 446.9 | 242 | 2024-10-22 19:00 | 0.8965 | 0.83497 | 0.83497 | 0.89829 | 0.47155
10 | 22 | 20 | 303.5 | 321.4 | 321.4 | 434.1 | 376.1 | 2024-10-22 20:00 | 0.90787 | 0.87527 | 0.87527 | 0.87256 | 0.73285
10 | 22 | 21 | 289.9 | 320.9 | 320.9 | 446.7 | 403.7 | 2024-10-22 21:00 | 0.86719 | 0.87391 | 0.87391 | 0.89789 | 0.78663
10 | 22 | 22 | 270.7 | 305.3 | 305.3 | 433.85 | 396.7 | 2024-10-22 22:00 | 0.80975 | 0.83143 | 0.83143 | 0.87206 | 0.77299
10 | 22 | 23 | 249.2 | 270.2 | 270.2 | 387.85 | 403.7 | 2024-10-22 23:00 | 0.74544 | 0.73584 | 0.73584 | 0.7796 | 0.78663
10 | 23 | 0 | 237.9 | 237.8 | 237.8 | 359.3 | 361.9 | 2024-10-23 | 0.71164 | 0.6476 | 0.6476 | 0.72221 | 0.70518
10 | 23 | 1 | 237.9 | 236.9 | 236.9 | 342.25 | 340.9 | 2024-10-23 01:00 | 0.71164 | 0.64515 | 0.64515 | 0.68794 | 0.66426
10 | 23 | 2 | 236.7 | 228.2 | 228.2 | 347.25 | 320 | 2024-10-23 02:00 | 0.70805 | 0.62146 | 0.62146 | 0.69799 | 0.62354
10 | 23 | 3 | 237.1 | 227.6 | 227.6 | 336.25 | 316 | 2024-10-23 03:00 | 0.70924 | 0.61983 | 0.61983 | 0.67588 | 0.61574
10 | 23 | 4 | 236.2 | 216.8 | 216.8 | 334.25 | 308 | 2024-10-23 04:00 | 0.70655 | 0.59041 | 0.59041 | 0.67186 | 0.60016
10 | 23 | 5 | 247.2 | 213.7 | 213.7 | 340.85 | 315 | 2024-10-23 05:00 | 0.73946 | 0.58197 | 0.58197 | 0.68513 | 0.6138
10 | 23 | 6 | 265.1 | 231.5 | 231.5 | 302 | 333 | 2024-10-23 06:00 | 0.793 | 0.63045 | 0.63045 | 0.60704 | 0.64887
10 | 23 | 7 | 236.3 | 210 | 210 | 355.9 | 342 | 2024-10-23 07:00 | 0.70685 | 0.5719 | 0.5719 | 0.71538 | 0.66641
10 | 23 | 8 | 258.2 | 220.8 | 220.8 | 348.35 | 339 | 2024-10-23 08:00 | 0.77236 | 0.60131 | 0.60131 | 0.7002 | 0.66056
10 | 23 | 9 | 234.2 | 213.05 | 213.05 | 341.35 | 325 | 2024-10-23 09:00 | 0.70057 | 0.5802 | 0.5802 | 0.68613 | 0.63328
10 | 23 | 10 | 227.2 | 207.1 | 207.1 | 327.35 | 332 | 2024-10-23 10:00 | 0.67963 | 0.564 | 0.564 | 0.65799 | 0.64692
10 | 23 | 11 | 211.2 | 215.5 | 215.5 | 353.9 | 347 | 2024-10-23 11:00 | 0.63177 | 0.58687 | 0.58687 | 0.71136 | 0.67615
10 | 23 | 12 | 205.8 | 214.8 | 214.8 | 346.9 | 353 | 2024-10-23 12:00 | 0.61561 | 0.58497 | 0.58497 | 0.69729 | 0.68784
10 | 23 | 13 | 200.9 | 212.7 | 212.7 | 357.9 | 365 | 2024-10-23 13:00 | 0.60096 | 0.57925 | 0.57925 | 0.7194 | 0.71122
10 | 23 | 14 | 208.5 | 200.2 | 200.2 | 337.05 | 354 | 2024-10-23 14:00 | 0.62369 | 0.54521 | 0.54521 | 0.67749 | 0.68979
10 | 23 | 15 | 222.8 | 173.95 | 173.95 | 327.1 | 371 | 2024-10-23 15:00 | 0.66647 | 0.47372 | 0.47372 | 0.65749 | 0.72292
10 | 23 | 16 | 227.1 | 189.25 | 189.25 | 289.5 | 361 | 2024-10-23 16:00 | 0.67933 | 0.51539 | 0.51539 | 0.58191 | 0.70343
10 | 23 | 17 | 243.4 | 221.6 | 221.6 | 274.3 | 364.2 | 2024-10-23 17:00 | 0.72809 | 0.60349 | 0.60349 | 0.55136 | 0.70966
10 | 23 | 18 | 304.3 | 283.6 | 283.6 | 352.3 | 421.7 | 2024-10-23 18:00 | 0.91026 | 0.77233 | 0.77233 | 0.70814 | 0.82171
10 | 23 | 19 | 325.3 | 303.5 | 303.5 | 406.7 | 428.6 | 2024-10-23 19:00 | 0.97308 | 0.82653 | 0.82653 | 0.81749 | 0.83515
10 | 23 | 20 | 319.2 | 308.7 | 308.7 | 432.2 | 438.8 | 2024-10-23 20:00 | 0.95483 | 0.84069 | 0.84069 | 0.86874 | 0.85503
10 | 23 | 21 | 316.1 | 290.7 | 290.7 | 428.6 | 429.9 | 2024-10-23 21:00 | 0.94556 | 0.79167 | 0.79167 | 0.86151 | 0.83769
10 | 23 | 22 | 260 | 279.6 | 279.6 | 394.85 | 374.7 | 2024-10-23 22:00 | 0.77774 | 0.76144 | 0.76144 | 0.79367 | 0.73012
10 | 23 | 23 | 229.1 | 278.8 | 278.8 | 372.7 | 338.4 | 2024-10-23 23:00 | 0.68531 | 0.75926 | 0.75926 | 0.74915 | 0.65939
10 | 24 | 0 | 249.85 | 259.8 | 259.8 | 310.25 | 332 | 2024-10-24 | 0.74738 | 0.70752 | 0.70752 | 0.62362 | 0.64692
10 | 24 | 1 | 260.85 | 244.8 | 244.8 | 312.25 | 323 | 2024-10-24 01:00 | 0.78029 | 0.66667 | 0.66667 | 0.62764 | 0.62938
10 | 24 | 2 | 251.1 | 244.8 | 244.8 | 296.65 | 305 | 2024-10-24 02:00 | 0.75112 | 0.66667 | 0.66667 | 0.59628 | 0.59431
10 | 24 | 3 | 249.2 | 244.9 | 244.9 | 294.65 | 299 | 2024-10-24 03:00 | 0.74544 | 0.66694 | 0.66694 | 0.59226 | 0.58262
10 | 24 | 4 | 244.2 | 249.9 | 249.9 | 294.65 | 309 | 2024-10-24 04:00 | 0.73048 | 0.68056 | 0.68056 | 0.59226 | 0.6021
10 | 24 | 5 | 253.7 | 256.7 | 256.7 | 299.65 | 338 | 2024-10-24 05:00 | 0.7589 | 0.69907 | 0.69907 | 0.60231 | 0.65861
10 | 24 | 6 | 87.1 | 274.6 | 274.6 | 303.65 | 388 | 2024-10-24 06:00 | 0.26054 | 0.74782 | 0.74782 | 0.61035 | 0.75604
10 | 24 | 7 | 232.2 | 242.7 | 242.7 | 315.65 | 324 | 2024-10-24 07:00 | 0.69459 | 0.66095 | 0.66095 | 0.63447 | 0.63133
10 | 24 | 8 | 238.4 | 233.6 | 233.6 | 308.65 | 329 | 2024-10-24 08:00 | 0.71313 | 0.63617 | 0.63617 | 0.6204 | 0.64108
10 | 24 | 9 | 235 | 234.6 | 234.6 | 305.65 | 329 | 2024-10-24 09:00 | 0.70296 | 0.63889 | 0.63889 | 0.61437 | 0.64108
10 | 24 | 10 | 233.1 | 225 | 225 | 328.65 | 341.2 | 2024-10-24 10:00 | 0.69728 | 0.61275 | 0.61275 | 0.6606 | 0.66485
10 | 24 | 11 | 231.1 | 219.1 | 219.1 | 336.65 | 338.2 | 2024-10-24 11:00 | 0.6913 | 0.59668 | 0.59668 | 0.67668 | 0.659
10 | 24 | 12 | 197.1 | 193.9 | 193.9 | 331.65 | 346.2 | 2024-10-24 12:00 | 0.58959 | 0.52805 | 0.52805 | 0.66663 | 0.67459
10 | 24 | 13 | 185.5 | 193.3 | 193.3 | 336.65 | 343.2 | 2024-10-24 13:00 | 0.55489 | 0.52642 | 0.52642 | 0.67668 | 0.66875
10 | 24 | 14 | 213.4 | 195.9 | 195.9 | 325.65 | 341.2 | 2024-10-24 14:00 | 0.63835 | 0.5335 | 0.5335 | 0.65457 | 0.66485
10 | 24 | 15 | 208.1 | 182.5 | 182.5 | 337.65 | 358.2 | 2024-10-24 15:00 | 0.62249 | 0.497 | 0.497 | 0.67869 | 0.69797
10 | 24 | 16 | 226.8 | 236.3 | 236.3 | 333.85 | 366.2 | 2024-10-24 16:00 | 0.67843 | 0.64352 | 0.64352 | 0.67106 | 0.71356
10 | 24 | 17 | 246.9 | 253.4 | 253.4 | 341.35 | 352.2 | 2024-10-24 17:00 | 0.73856 | 0.69009 | 0.69009 | 0.68613 | 0.68628
10 | 24 | 18 | 304.6 | 303.4 | 303.4 | 399.65 | 420.4 | 2024-10-24 18:00 | 0.91116 | 0.82625 | 0.82625 | 0.80332 | 0.81917
10 | 24 | 19 | 318.1 | 319.6 | 319.6 | 377.3 | 448.6 | 2024-10-24 19:00 | 0.95154 | 0.87037 | 0.87037 | 0.75839 | 0.87412
10 | 24 | 20 | 303.9 | 333.8 | 333.8 | 390.5 | 432 | 2024-10-24 20:00 | 0.90906 | 0.90904 | 0.90904 | 0.78492 | 0.84178
10 | 24 | 21 | 311 | 325.6 | 325.6 | 400.2 | 417.6 | 2024-10-24 21:00 | 0.9303 | 0.88671 | 0.88671 | 0.80442 | 0.81372
10 | 24 | 22 | 303.9 | 301.8 | 301.8 | 390.8 | 425.5 | 2024-10-24 22:00 | 0.90906 | 0.8219 | 0.8219 | 0.78553 | 0.82911
10 | 24 | 23 | 271.55 | 273.6 | 273.6 | 363.8 | 420.4 | 2024-10-24 23:00 | 0.81229 | 0.7451 | 0.7451 | 0.73126 | 0.81917
10 | 25 | 0 | 249.1 | 266.7 | 266.7 | 325.7 | 365 | 2024-10-25 | 0.74514 | 0.72631 | 0.72631 | 0.65467 | 0.71122
10 | 25 | 1 | 232.7 | 264.7 | 264.7 | 316.8 | 348 | 2024-10-25 01:00 | 0.69608 | 0.72086 | 0.72086 | 0.63678 | 0.6781
10 | 25 | 2 | 235.8 | 254.8 | 254.8 | 283.25 | 327 | 2024-10-25 02:00 | 0.70535 | 0.6939 | 0.6939 | 0.56935 | 0.63718
10 | 25 | 3 | 235.9 | 256.8 | 256.8 | 284.35 | 315 | 2024-10-25 03:00 | 0.70565 | 0.69935 | 0.69935 | 0.57156 | 0.6138
10 | 25 | 4 | 235.9 | 260.8 | 260.8 | 296.25 | 322 | 2024-10-25 04:00 | 0.70565 | 0.71024 | 0.71024 | 0.59548 | 0.62744
10 | 25 | 5 | 238 | 254.7 | 254.7 | 314.25 | 387 | 2024-10-25 05:00 | 0.71194 | 0.69363 | 0.69363 | 0.63166 | 0.75409
10 | 25 | 6 | 266 | 242.6 | 242.6 | 338.15 | 400 | 2024-10-25 06:00 | 0.79569 | 0.66068 | 0.66068 | 0.6797 | 0.77942
10 | 25 | 7 | 239.6 | 246.7 | 246.7 | 305.45 | 359 | 2024-10-25 07:00 | 0.71672 | 0.67184 | 0.67184 | 0.61397 | 0.69953
10 | 25 | 8 | 220.7 | 242.2 | 242.2 | 300.5 | 360 | 2024-10-25 08:00 | 0.66019 | 0.65959 | 0.65959 | 0.60402 | 0.70148
10 | 25 | 9 | 220.05 | 228.1 | 228.1 | 312.65 | 324 | 2024-10-25 09:00 | 0.65824 | 0.62119 | 0.62119 | 0.62844 | 0.63133
10 | 25 | 10 | 231.25 | 227 | 227 | 329.75 | 294 | 2024-10-25 10:00 | 0.69174 | 0.61819 | 0.61819 | 0.66281 | 0.57288
10 | 25 | 11 | 226.75 | 217.9 | 217.9 | 318.75 | 370 | 2024-10-25 11:00 | 0.67828 | 0.59341 | 0.59341 | 0.6407 | 0.72097
10 | 25 | 12 | 220.6 | 215.8 | 215.8 | 348.35 | 384 | 2024-10-25 12:00 | 0.65989 | 0.58769 | 0.58769 | 0.7002 | 0.74825
10 | 25 | 13 | 224.6 | 203.6 | 203.6 | 350.35 | 381 | 2024-10-25 13:00 | 0.67185 | 0.55447 | 0.55447 | 0.70422 | 0.7424
10 | 25 | 14 | 226.725 | 201.1 | 201.1 | 361.35 | 395 | 2024-10-25 14:00 | 0.67821 | 0.54766 | 0.54766 | 0.72633 | 0.76968
10 | 25 | 15 | 50.05 | 180.3 | 180.3 | 335.25 | 390 | 2024-10-25 15:00 | 0.14972 | 0.49101 | 0.49101 | 0.67387 | 0.75994
10 | 25 | 16 | 176.55 | 171.3 | 171.3 | 326.45 | 400 | 2024-10-25 16:00 | 0.52812 | 0.4665 | 0.4665 | 0.65618 | 0.77942
10 | 25 | 17 | 206.65 | 210.6 | 210.6 | 357.25 | 379.5 | 2024-10-25 17:00 | 0.61816 | 0.57353 | 0.57353 | 0.71809 | 0.73948
10 | 25 | 18 | 288.8 | 302.3 | 302.3 | 415.9 | 455.5 | 2024-10-25 18:00 | 0.86389 | 0.82326 | 0.82326 | 0.83598 | 0.88757
10 | 25 | 19 | 315.2 | 330.9 | 330.9 | 447.1 | 481.1 | 2024-10-25 19:00 | 0.94287 | 0.90114 | 0.90114 | 0.89869 | 0.93745
10 | 25 | 20 | 319.2 | 323.6 | 323.6 | 437.7 | 483.4 | 2024-10-25 20:00 | 0.95483 | 0.88126 | 0.88126 | 0.8798 | 0.94193
10 | 25 | 21 | 313.95 | 320.6 | 320.6 | 434.7 | 481.3 | 2024-10-25 21:00 | 0.93913 | 0.87309 | 0.87309 | 0.87377 | 0.93784
10 | 25 | 22 | 270.55 | 291.6 | 291.6 | 416.2 | 450.9 | 2024-10-25 22:00 | 0.8093 | 0.79412 | 0.79412 | 0.83658 | 0.8786
10 | 25 | 23 | 257.9 | 275.9 | 275.9 | 388.25 | 432.3 | 2024-10-25 23:00 | 0.77146 | 0.75136 | 0.75136 | 0.7804 | 0.84236
10 | 26 | 0 | 249.8 | 277.5 | 277.5 | 362.95 | 397 | 2024-10-26 | 0.74723 | 0.75572 | 0.75572 | 0.72955 | 0.77358
10 | 26 | 1 | 251.7 | 258.5 | 258.5 | 351 | 380 | 2024-10-26 01:00 | 0.75292 | 0.70398 | 0.70398 | 0.70553 | 0.74045
10 | 26 | 2 | 249.45 | 257.2 | 257.2 | 340.8 | 368 | 2024-10-26 02:00 | 0.74619 | 0.70044 | 0.70044 | 0.68503 | 0.71707
10 | 26 | 3 | 243.7 | 250.9 | 250.9 | 300.55 | 363 | 2024-10-26 03:00 | 0.72899 | 0.68328 | 0.68328 | 0.60412 | 0.70733
10 | 26 | 4 | 239.7 | 257.5 | 257.5 | 289.45 | 359 | 2024-10-26 04:00 | 0.71702 | 0.70125 | 0.70125 | 0.58181 | 0.69953
10 | 26 | 5 | 245.8 | 259.6 | 259.6 | 287.45 | 372 | 2024-10-26 05:00 | 0.73527 | 0.70697 | 0.70697 | 0.57779 | 0.72486
10 | 26 | 6 | 252.85 | 269.5 | 269.5 | 326 | 413 | 2024-10-26 06:00 | 0.75636 | 0.73393 | 0.73393 | 0.65528 | 0.80475
10 | 26 | 7 | 233.55 | 255 | 255 | 312 | 378 | 2024-10-26 07:00 | 0.69862 | 0.69444 | 0.69444 | 0.62714 | 0.73655
10 | 26 | 8 | 232.5 | 250.5 | 250.5 | 320 | 379 | 2024-10-26 08:00 | 0.69548 | 0.68219 | 0.68219 | 0.64322 | 0.7385
10 | 26 | 9 | 236.9 | 243.3 | 243.3 | 313.4 | 378 | 2024-10-26 09:00 | 0.70864 | 0.66258 | 0.66258 | 0.62995 | 0.73655
10 | 26 | 10 | 233.6 | 247 | 247 | 305 | 365 | 2024-10-26 10:00 | 0.69877 | 0.67266 | 0.67266 | 0.61307 | 0.71122
10 | 26 | 11 | 235.9 | 241.1 | 241.1 | 301.4 | 373 | 2024-10-26 11:00 | 0.70565 | 0.65659 | 0.65659 | 0.60583 | 0.72681
10 | 26 | 12 | 225.1 | 240.4 | 240.4 | 307.4 | 378 | 2024-10-26 12:00 | 0.67335 | 0.65468 | 0.65468 | 0.61789 | 0.73655
10 | 26 | 13 | 226 | 243.4 | 243.4 | 307.5 | 378 | 2024-10-26 13:00 | 0.67604 | 0.66285 | 0.66285 | 0.61809 | 0.73655
10 | 26 | 14 | 158.6 | 256 | 256 | 320.05 | 380 | 2024-10-26 14:00 | 0.47442 | 0.69717 | 0.69717 | 0.64332 | 0.74045
10 | 26 | 15 | 217.6 | 243 | 243 | 320.4 | 374 | 2024-10-26 15:00 | 0.65091 | 0.66176 | 0.66176 | 0.64402 | 0.72876
10 | 26 | 16 | 218.7 | 253.5 | 253.5 | 338.4 | 358.7 | 2024-10-26 16:00 | 0.6542 | 0.69036 | 0.69036 | 0.6802 | 0.69895
10 | 26 | 17 | 242.4 | 274.6 | 274.6 | 352.85 | 388.3 | 2024-10-26 17:00 | 0.7251 | 0.74782 | 0.74782 | 0.70925 | 0.75663
10 | 26 | 18 | 288.4 | 304.4 | 304.4 | 402.3 | 437.2 | 2024-10-26 18:00 | 0.8627 | 0.82898 | 0.82898 | 0.80864 | 0.85191
10 | 26 | 19 | 301.55 | 333.3 | 333.3 | 417.7 | 462.3 | 2024-10-26 19:00 | 0.90203 | 0.90768 | 0.90768 | 0.8396 | 0.90082
10 | 26 | 20 | 302.45 | 339.7 | 339.7 | 434.6 | 476.2 | 2024-10-26 20:00 | 0.90473 | 0.92511 | 0.92511 | 0.87357 | 0.9279
10 | 26 | 21 | 303.2 | 335 | 335 | 421 | 465.4 | 2024-10-26 21:00 | 0.90697 | 0.91231 | 0.91231 | 0.84623 | 0.90686
10 | 26 | 22 | 293.1 | 312.2 | 312.2 | 398 | 439.1 | 2024-10-26 22:00 | 0.87676 | 0.85022 | 0.85022 | 0.8 | 0.85561
10 | 26 | 23 | 288.95 | 250.7 | 250.7 | 359.2 | 471.2 | 2024-10-26 23:00 | 0.86434 | 0.68273 | 0.68273 | 0.72201 | 0.91816
10 | 27 | 0 | 91.25 | 257.3 | 257.3 | 340.5 | 360 | 2024-10-27 | 0.27296 | 0.70071 | 0.70071 | 0.68442 | 0.70148
10 | 27 | 1 | 0 | 267.7 | 267.7 | 337.8 | 362 | 2024-10-27 01:00 | 0 | 0.72903 | 0.72903 | 0.67899 | 0.70538
10 | 27 | 2 | 94.25 | 266.2 | 266.2 | 320.4 | 345 | 2024-10-27 02:00 | 0.28193 | 0.72495 | 0.72495 | 0.64402 | 0.67225
10 | 27 | 3 | 116.65 | 253.9 | 253.9 | 232.4 | 334 | 2024-10-27 03:00 | 0.34894 | 0.69145 | 0.69145 | 0.46714 | 0.65082
10 | 27 | 4 | 175.1 | 256.7 | 256.7 | 318.4 | 334 | 2024-10-27 04:00 | 0.52378 | 0.69907 | 0.69907 | 0.64 | 0.65082
10 | 27 | 5 | 180.3 | 250.1 | 250.1 | 333.3 | 351 | 2024-10-27 05:00 | 0.53934 | 0.6811 | 0.6811 | 0.66995 | 0.68394
10 | 27 | 6 | 202.05 | 257.7 | 257.7 | 362.5 | 393 | 2024-10-27 06:00 | 0.6044 | 0.7018 | 0.7018 | 0.72864 | 0.76578
10 | 27 | 7 | 203.35 | 246.8 | 246.8 | 341.9 | 297 | 2024-10-27 07:00 | 0.60829 | 0.67211 | 0.67211 | 0.68724 | 0.57872
10 | 27 | 8 | 210.1 | 245.1 | 245.1 | 333 | 374 | 2024-10-27 08:00 | 0.62848 | 0.66748 | 0.66748 | 0.66935 | 0.72876
10 | 27 | 9 | 202 | 236.7 | 236.7 | 329.9 | 375 | 2024-10-27 09:00 | 0.60425 | 0.64461 | 0.64461 | 0.66312 | 0.73071
10 | 27 | 10 | 203.55 | 239 | 239 | 324 | 384 | 2024-10-27 10:00 | 0.60888 | 0.65087 | 0.65087 | 0.65126 | 0.74825
10 | 27 | 11 | 205.07 | 253.1 | 253.1 | 331.4 | 392 | 2024-10-27 11:00 | 0.61343 | 0.68927 | 0.68927 | 0.66613 | 0.76383
10 | 27 | 12 | 188.6 | 232.5 | 232.5 | 326.7 | 391 | 2024-10-27 12:00 | 0.56416 | 0.63317 | 0.63317 | 0.65668 | 0.76189
10 | 27 | 13 | 208.15 | 238.8 | 238.8 | 337.1 | 387 | 2024-10-27 13:00 | 0.62264 | 0.65033 | 0.65033 | 0.67759 | 0.75409
10 | 27 | 14 | 211.7 | 229.4 | 229.4 | 321.55 | 388.9 | 2024-10-27 14:00 | 0.63326 | 0.62473 | 0.62473 | 0.64633 | 0.75779
10 | 27 | 15 | 234.65 | 229.5 | 229.5 | 322.4 | 395.3 | 2024-10-27 15:00 | 0.70191 | 0.625 | 0.625 | 0.64804 | 0.77027
10 | 27 | 16 | 237.2 | 236.7 | 236.7 | 335.6 | 402.8 | 2024-10-27 16:00 | 0.70954 | 0.64461 | 0.64461 | 0.67457 | 0.78488
10 | 27 | 17 | 270.8 | 237.9 | 237.9 | 372.45 | 449.8 | 2024-10-27 17:00 | 0.81005 | 0.64788 | 0.64788 | 0.74864 | 0.87646
10 | 27 | 18 | 288 | 306.3 | 306.3 | 410.25 | 458.9 | 2024-10-27 18:00 | 0.8615 | 0.83415 | 0.83415 | 0.82462 | 0.89419
10 | 27 | 19 | 289.5 | 316.4 | 316.4 | 433.75 | 509.8 | 2024-10-27 19:00 | 0.86599 | 0.86166 | 0.86166 | 0.87186 | 0.99337
10 | 27 | 20 | 289.1 | 324.7 | 324.7 | 430.35 | 481.8 | 2024-10-27 20:00 | 0.86479 | 0.88426 | 0.88426 | 0.86503 | 0.93882
10 | 27 | 21 | 281.9 | 313 | 313 | 416.35 | 464.8 | 2024-10-27 21:00 | 0.84325 | 0.8524 | 0.8524 | 0.83688 | 0.90569
10 | 27 | 22 | 281.7 | 328 | 328 | 395.35 | 449.4 | 2024-10-27 22:00 | 0.84266 | 0.89325 | 0.89325 | 0.79467 | 0.87568
10 | 27 | 23 | 252 | 274.1 | 274.1 | 372.15 | 437.3 | 2024-10-27 23:00 | 0.75381 | 0.74646 | 0.74646 | 0.74804 | 0.8521
10 | 28 | 0 | 233 | 267.2 | 267.2 | 234.75 | 393.3 | 2024-10-28 | 0.69698 | 0.72767 | 0.72767 | 0.47186 | 0.76637
10 | 28 | 1 | 236.2 | 255.2 | 255.2 | 239.75 | 394.1 | 2024-10-28 01:00 | 0.70655 | 0.69499 | 0.69499 | 0.48191 | 0.76793
10 | 28 | 2 | 230.8 | 192.1 | 192.1 | 263.35 | 370 | 2024-10-28 02:00 | 0.6904 | 0.52315 | 0.52315 | 0.52935 | 0.72097
10 | 28 | 3 | 232.4 | 195.3 | 195.3 | 263.35 | 429 | 2024-10-28 03:00 | 0.69518 | 0.53186 | 0.53186 | 0.52935 | 0.83593
10 | 28 | 4 | 234.4 | 195.3 | 195.3 | 268.45 | 428 | 2024-10-28 04:00 | 0.70117 | 0.53186 | 0.53186 | 0.5396 | 0.83398
10 | 28 | 5 | 238.8 | 199.3 | 199.3 | 276.45 | 385 | 2024-10-28 05:00 | 0.71433 | 0.54276 | 0.54276 | 0.55568 | 0.75019
10 | 28 | 6 | 240.3 | 203.4 | 203.4 | 315.45 | 418 | 2024-10-28 06:00 | 0.71882 | 0.55392 | 0.55392 | 0.63407 | 0.8145
10 | 28 | 7 | 225.6 | 221.5 | 221.5 | 295.15 | 378 | 2024-10-28 07:00 | 0.67484 | 0.60321 | 0.60321 | 0.59327 | 0.73655
10 | 28 | 8 | 228.6 | 221.4 | 221.4 | 308.15 | 377 | 2024-10-28 08:00 | 0.68382 | 0.60294 | 0.60294 | 0.6194 | 0.73461
10 | 28 | 9 | 247.6 | 195.9 | 195.9 | 307.15 | 386 | 2024-10-28 09:00 | 0.74065 | 0.5335 | 0.5335 | 0.61739 | 0.75214
10 | 28 | 10 | 198.7 | 219.8 | 219.8 | 303.35 | 390 | 2024-10-28 10:00 | 0.59438 | 0.59858 | 0.59858 | 0.60975 | 0.75994
10 | 28 | 11 | 192.6 | 189.3 | 189.3 | 302.35 | 373.2 | 2024-10-28 11:00 | 0.57613 | 0.51552 | 0.51552 | 0.60774 | 0.7272
10 | 28 | 12 | 201.7 | 205.1 | 205.1 | 293.35 | 400.3 | 2024-10-28 12:00 | 0.60335 | 0.55855 | 0.55855 | 0.58965 | 0.78001
10 | 28 | 13 | 219.7 | 201.3 | 201.3 | 292.4 | 402.4 | 2024-10-28 13:00 | 0.65719 | 0.5482 | 0.5482 | 0.58774 | 0.7841
10 | 28 | 14 | 233 | 232.2 | 232.2 | 321.4 | 396.2 | 2024-10-28 14:00 | 0.69698 | 0.63235 | 0.63235 | 0.64603 | 0.77202
10 | 28 | 15 | 228.5 | 233.2 | 233.2 | 319.4 | 373 | 2024-10-28 15:00 | 0.68352 | 0.63508 | 0.63508 | 0.64201 | 0.72681
10 | 28 | 16 | 207.5 | 243.4 | 243.4 | 316.8 | 381 | 2024-10-28 16:00 | 0.6207 | 0.66285 | 0.66285 | 0.63678 | 0.7424
10 | 28 | 17 | 233.1 | 240.5 | 240.5 | 348.6 | 421.8 | 2024-10-28 17:00 | 0.69728 | 0.65496 | 0.65496 | 0.7007 | 0.8219
10 | 28 | 18 | 286.2 | 282.4 | 282.4 | 377.5 | 467.8 | 2024-10-28 18:00 | 0.85612 | 0.76906 | 0.76906 | 0.75879 | 0.91154
10 | 28 | 19 | 315.2 | 288.4 | 288.4 | 374.1 | 489.5 | 2024-10-28 19:00 | 0.94287 | 0.7854 | 0.7854 | 0.75196 | 0.95382
10 | 28 | 20 | 316.2 | 309.3 | 309.3 | 401.75 | 476.6 | 2024-10-28 20:00 | 0.94586 | 0.84232 | 0.84232 | 0.80754 | 0.92868
10 | 28 | 21 | 309.6 | 307.2 | 307.2 | 380.6 | 466.5 | 2024-10-28 21:00 | 0.92611 | 0.8366 | 0.8366 | 0.76503 | 0.909
10 | 28 | 22 | 294.4 | 298.2 | 298.2 | 368 | 455.2 | 2024-10-28 22:00 | 0.88065 | 0.81209 | 0.81209 | 0.7397 | 0.88698
10 | 28 | 23 | 274.2 | 261.4 | 261.4 | 339.15 | 418 | 2024-10-28 23:00 | 0.82022 | 0.71187 | 0.71187 | 0.68171 | 0.8145
10 | 29 | 0 | 266.1 | 244.4 | 244.4 | 286.15 | 391 | 2024-10-29 | 0.79599 | 0.66558 | 0.66558 | 0.57518 | 0.76189
10 | 29 | 1 | 255 | 246.4 | 246.4 | 286.15 | 311 | 2024-10-29 01:00 | 0.76279 | 0.67102 | 0.67102 | 0.57518 | 0.606
10 | 29 | 2 | 242.1 | 242.9 | 242.9 | 295.15 | 337 | 2024-10-29 02:00 | 0.7242 | 0.66149 | 0.66149 | 0.59327 | 0.65666
10 | 29 | 3 | 234.9 | 242.2 | 242.2 | 287.15 | 343 | 2024-10-29 03:00 | 0.70266 | 0.65959 | 0.65959 | 0.57719 | 0.66836
10 | 29 | 4 | 218.4 | 242.2 | 242.2 | 294.15 | 327 | 2024-10-29 04:00 | 0.65331 | 0.65959 | 0.65959 | 0.59126 | 0.63718
10 | 29 | 5 | 228.3 | 240.3 | 240.3 | 313.7 | 360 | 2024-10-29 05:00 | 0.68292 | 0.65441 | 0.65441 | 0.63055 | 0.70148
10 | 29 | 6 | 231.5 | 243.4 | 243.4 | 350.7 | 385 | 2024-10-29 06:00 | 0.69249 | 0.66285 | 0.66285 | 0.70492 | 0.75019
10 | 29 | 7 | 216.5 | 239.4 | 239.4 | 331.4 | 379 | 2024-10-29 07:00 | 0.64762 | 0.65196 | 0.65196 | 0.66613 | 0.7385
10 | 29 | 8 | 208.5 | 237.1 | 237.1 | 311 | 375 | 2024-10-29 08:00 | 0.62369 | 0.6457 | 0.6457 | 0.62513 | 0.73071
10 | 29 | 9 | 205.8 | 237.8 | 237.8 | 309.15 | 369 | 2024-10-29 09:00 | 0.61561 | 0.6476 | 0.6476 | 0.62141 | 0.71902
10 | 29 | 10 | 215.8 | 237.5 | 237.5 | 310.15 | 379 | 2024-10-29 10:00 | 0.64553 | 0.64679 | 0.64679 | 0.62342 | 0.7385
10 | 29 | 11 | 189.7 | 237.8 | 237.8 | 335.15 | 370 | 2024-10-29 11:00 | 0.56745 | 0.6476 | 0.6476 | 0.67367 | 0.72097
10 | 29 | 12 | 197.9 | 243.1 | 243.1 | 332.15 | 384 | 2024-10-29 12:00 | 0.59198 | 0.66204 | 0.66204 | 0.66764 | 0.74825
10 | 29 | 13 | 207 | 243.6 | 243.6 | 340.15 | 391 | 2024-10-29 13:00 | 0.6192 | 0.6634 | 0.6634 | 0.68372 | 0.76189
10 | 29 | 14 | 214 | 261.4 | 261.4 | 345.15 | 291 | 2024-10-29 14:00 | 0.64014 | 0.71187 | 0.71187 | 0.69377 | 0.56703
10 | 29 | 15 | 220.9 | 251.6 | 251.6 | 326.15 | 318.8 | 2024-10-29 15:00 | 0.66078 | 0.68519 | 0.68519 | 0.65558 | 0.6212
10 | 29 | 16 | 228.4 | 233.7 | 233.7 | 325.95 | 342.4 | 2024-10-29 16:00 | 0.68322 | 0.63644 | 0.63644 | 0.65518 | 0.66719
10 | 29 | 17 | 228.4 | 260.7 | 260.7 | 334 | 354.5 | 2024-10-29 17:00 | 0.68322 | 0.70997 | 0.70997 | 0.67136 | 0.69076
10 | 29 | 18 | 286.3 | 313.6 | 313.6 | 384.65 | 397.4 | 2024-10-29 18:00 | 0.85642 | 0.85403 | 0.85403 | 0.77317 | 0.77436
10 | 29 | 19 | 307.7 | 338.5 | 338.5 | 425.45 | 468.6 | 2024-10-29 19:00 | 0.92043 | 0.92184 | 0.92184 | 0.85518 | 0.91309
10 | 29 | 20 | 304.2 | 339.7 | 339.7 | 411.55 | 450.5 | 2024-10-29 20:00 | 0.90996 | 0.92511 | 0.92511 | 0.82724 | 0.87783
10 | 29 | 21 | 292 | 328.8 | 328.8 | 409.45 | 451.5 | 2024-10-29 21:00 | 0.87347 | 0.89542 | 0.89542 | 0.82302 | 0.87977
10 | 29 | 22 | 279.6 | 311 | 311 | 399.4 | 449.5 | 2024-10-29 22:00 | 0.83637 | 0.84695 | 0.84695 | 0.80281 | 0.87588
10 | 29 | 23 | 265.4 | 283.6 | 283.6 | 347.3 | 383.6 | 2024-10-29 23:00 | 0.7939 | 0.77233 | 0.77233 | 0.69809 | 0.74747
10 | 30 | 0 | 236.5 | 262.9 | 262.9 | 304.7 | 346 | 2024-10-30 | 0.70745 | 0.71596 | 0.71596 | 0.61246 | 0.6742
10 | 30 | 1 | 239 | 249.9 | 249.9 | 289.7 | 350 | 2024-10-30 01:00 | 0.71493 | 0.68056 | 0.68056 | 0.58231 | 0.682
10 | 30 | 2 | 237.4 | 250 | 250 | 271.7 | 334 | 2024-10-30 02:00 | 0.71014 | 0.68083 | 0.68083 | 0.54613 | 0.65082
10 | 30 | 3 | 242.1 | 236.4 | 236.4 | 273.7 | 325 | 2024-10-30 03:00 | 0.7242 | 0.64379 | 0.64379 | 0.55015 | 0.63328
10 | 30 | 4 | 238.8 | 233.5 | 233.5 | 266.7 | 321 | 2024-10-30 04:00 | 0.71433 | 0.63589 | 0.63589 | 0.53608 | 0.62549
10 | 30 | 5 | 246 | 241.7 | 241.7 | 269.75 | 327 | 2024-10-30 05:00 | 0.73587 | 0.65822 | 0.65822 | 0.54221 | 0.63718
10 | 30 | 6 | 257.9 | 239.3 | 239.3 | 289.55 | 333 | 2024-10-30 06:00 | 0.77146 | 0.65169 | 0.65169 | 0.58201 | 0.64887
10 | 30 | 7 | 226.4 | 242.3 | 242.3 | 304.95 | 357 | 2024-10-30 07:00 | 0.67724 | 0.65986 | 0.65986 | 0.61296 | 0.69564
10 | 30 | 8 | 215.5 | 252.4 | 252.4 | 310.95 | 360 | 2024-10-30 08:00 | 0.64463 | 0.68736 | 0.68736 | 0.62503 | 0.70148
10 | 30 | 9 | 195.85 | 236.3 | 236.3 | 302.2 | 360 | 2024-10-30 09:00 | 0.58585 | 0.64352 | 0.64352 | 0.60744 | 0.70148
10 | 30 | 10 | 215.1 | 230.3 | 230.3 | 305.2 | 367 | 2024-10-30 10:00 | 0.64343 | 0.62718 | 0.62718 | 0.61347 | 0.71512
10 | 30 | 11 | 209.1 | 224.9 | 224.9 | 307.2 | 373 | 2024-10-30 11:00 | 0.62549 | 0.61247 | 0.61247 | 0.61749 | 0.72681
10 | 30 | 12 | 197.2 | 231.8 | 231.8 | 305.15 | 383 | 2024-10-30 12:00 | 0.58989 | 0.63126 | 0.63126 | 0.61337 | 0.7463
10 | 30 | 13 | 215.3 | 257.6 | 257.6 | 308.15 | 392 | 2024-10-30 13:00 | 0.64403 | 0.70153 | 0.70153 | 0.6194 | 0.76383
10 | 30 | 14 | 219.9 | 248.6 | 248.6 | 306.15 | 384 | 2024-10-30 14:00 | 0.65779 | 0.67702 | 0.67702 | 0.61538 | 0.74825
10 | 30 | 15 | 216.9 | 245.6 | 245.6 | 302.15 | 386 | 2024-10-30 15:00 | 0.64882 | 0.66885 | 0.66885 | 0.60734 | 0.75214
10 | 30 | 16 | 211.1 | 229.6 | 229.6 | 299.3 | 385.5 | 2024-10-30 16:00 | 0.63147 | 0.62527 | 0.62527 | 0.60161 | 0.75117
10 | 30 | 17 | 236.9 | 227.9 | 227.9 | 327.55 | 388 | 2024-10-30 17:00 | 0.70864 | 0.62064 | 0.62064 | 0.65839 | 0.75604
10 | 30 | 18 | 302.9 | 286.2 | 286.2 | 388.3 | 425.6 | 2024-10-30 18:00 | 0.90607 | 0.77941 | 0.77941 | 0.7805 | 0.82931
10 | 30 | 19 | 311.9 | 299.2 | 299.2 | 402.5 | 463.9 | 2024-10-30 19:00 | 0.93299 | 0.81481 | 0.81481 | 0.80905 | 0.90394
10 | 30 | 20 | 321.5 | 319.1 | 319.1 | 396.5 | 465.9 | 2024-10-30 20:00 | 0.96171 | 0.86901 | 0.86901 | 0.79698 | 0.90783
10 | 30 | 21 | 318.8 | 317.6 | 317.6 | 400 | 456 | 2024-10-30 21:00 | 0.95363 | 0.86492 | 0.86492 | 0.80402 | 0.88854
10 | 30 | 22 | 288.2 | 290.2 | 290.2 | 376.15 | 417.9 | 2024-10-30 22:00 | 0.8621 | 0.79031 | 0.79031 | 0.75608 | 0.8143
10 | 30 | 23 | 272.9 | 289.1 | 289.1 | 335 | 408.5 | 2024-10-30 23:00 | 0.81633 | 0.78731 | 0.78731 | 0.67337 | 0.79599
10 | 31 | 0 | 252.5 | 268.6 | 268.6 | 309.1 | 363 | 2024-10-31 | 0.75531 | 0.73148 | 0.73148 | 0.62131 | 0.70733
10 | 31 | 1 | 258.1 | 253.6 | 253.6 | 291.1 | 353 | 2024-10-31 01:00 | 0.77206 | 0.69063 | 0.69063 | 0.58513 | 0.68784
10 | 31 | 2 | 237.5 | 242.4 | 242.4 | 285.1 | 345 | 2024-10-31 02:00 | 0.71044 | 0.66013 | 0.66013 | 0.57307 | 0.67225
10 | 31 | 3 | 251.7 | 236.2 | 236.2 | 283.1 | 339 | 2024-10-31 03:00 | 0.75292 | 0.64325 | 0.64325 | 0.56905 | 0.66056
10 | 31 | 4 | 246.8 | 235.6 | 235.6 | 284.1 | 311 | 2024-10-31 04:00 | 0.73826 | 0.64161 | 0.64161 | 0.57106 | 0.606
10 | 31 | 5 | 250.5 | 244.5 | 244.5 | 279.1 | 356 | 2024-10-31 05:00 | 0.74933 | 0.66585 | 0.66585 | 0.56101 | 0.69369
10 | 31 | 6 | 267.1 | 257.9 | 257.9 | 296.85 | 393 | 2024-10-31 06:00 | 0.79898 | 0.70234 | 0.70234 | 0.59668 | 0.76578
10 | 31 | 7 | 243.2 | 240.8 | 240.8 | 310.95 | 360 | 2024-10-31 07:00 | 0.72749 | 0.65577 | 0.65577 | 0.62503 | 0.70148
10 | 31 | 8 | 238.2 | 233.4 | 233.4 | 308 | 365 | 2024-10-31 08:00 | 0.71253 | 0.63562 | 0.63562 | 0.6191 | 0.71122
10 | 31 | 9 | 241.4 | 224.6 | 224.6 | 297.1 | 364 | 2024-10-31 09:00 | 0.72211 | 0.61166 | 0.61166 | 0.59719 | 0.70928
10 | 31 | 10 | 237.7 | 223.5 | 223.5 | 300.15 | 372 | 2024-10-31 10:00 | 0.71104 | 0.60866 | 0.60866 | 0.60332 | 0.72486
10 | 31 | 11 | 237.4 | 228.7 | 228.7 | 309.15 | 377 | 2024-10-31 11:00 | 0.71014 | 0.62282 | 0.62282 | 0.62141 | 0.73461
10 | 31 | 12 | 230.8 | 182.1 | 182.1 | 327.15 | 384 | 2024-10-31 12:00 | 0.6904 | 0.49592 | 0.49592 | 0.65759 | 0.74825
10 | 31 | 13 | 225.9 | 208.5 | 208.5 | 328.2 | 379 | 2024-10-31 13:00 | 0.67574 | 0.56781 | 0.56781 | 0.6597 | 0.7385
10 | 31 | 14 | 236.2 | 225 | 225 | 333.75 | 337 | 2024-10-31 14:00 | 0.70655 | 0.61275 | 0.61275 | 0.67085 | 0.65666
10 | 31 | 15 | 238.1 | 215.5 | 215.5 | 255.75 | 355 | 2024-10-31 15:00 | 0.71223 | 0.58687 | 0.58687 | 0.51407 | 0.69174
10 | 31 | 16 | 237.6 | 254.2 | 254.2 | 279.85 | 360 | 2024-10-31 16:00 | 0.71074 | 0.69227 | 0.69227 | 0.56251 | 0.70148
10 | 31 | 17 | 231.3 | 252.2 | 252.2 | 346.4 | 385.5 | 2024-10-31 17:00 | 0.69189 | 0.68682 | 0.68682 | 0.69628 | 0.75117
10 | 31 | 18 | 297.4 | 307 | 307 | 339.7 | 442.3 | 2024-10-31 18:00 | 0.88962 | 0.83606 | 0.83606 | 0.68281 | 0.86185
10 | 31 | 19 | 323 | 325 | 325 | 328.45 | 449 | 2024-10-31 19:00 | 0.9662 | 0.88508 | 0.88508 | 0.6602 | 0.8749
10 | 31 | 20 | 322.4 | 323 | 323 | 308.8 | 459.5 | 2024-10-31 20:00 | 0.9644 | 0.87963 | 0.87963 | 0.6207 | 0.89536
10 | 31 | 21 | 318.4 | 318.6 | 318.6 | 345.6 | 441.4 | 2024-10-31 21:00 | 0.95244 | 0.86765 | 0.86765 | 0.69467 | 0.86009
10 | 31 | 22 | 304.6 | 312.1 | 312.1 | 317.1 | 406.8 | 2024-10-31 22:00 | 0.91116 | 0.84995 | 0.84995 | 0.63739 | 0.79267
10 | 31 | 23 | 284.2 | 273.2 | 273.2 | 294.6 | 417.8 | 2024-10-31 23:00 | 0.85013 | 0.74401 | 0.74401 | 0.59216 | 0.81411
11 | 1 | 0 | 245.2 | 259.6 | 259.6 | 275.7 | 384.2 | 2024-11-01 | 0.73347 | 0.70697 | 0.70697 | 0.55417 | 0.74864
11 | 1 | 1 | 136 | 243 | 243 | 247.7 | 354 | 2024-11-01 01:00 | 0.40682 | 0.66176 | 0.66176 | 0.49789 | 0.68979
11 | 1 | 2 | 9.7 | 234.8 | 234.8 | 263.7 | 342 | 2024-11-01 02:00 | 0.029016 | 0.63943 | 0.63943 | 0.53005 | 0.66641
11 | 1 | 3 | 105.4 | 239.9 | 239.9 | 260.7 | 326 | 2024-11-01 03:00 | 0.31529 | 0.65332 | 0.65332 | 0.52402 | 0.63523
11 | 1 | 4 | 151.6 | 237.7 | 237.7 | 263.7 | 320 | 2024-11-01 04:00 | 0.45348 | 0.64733 | 0.64733 | 0.53005 | 0.62354
11 | 1 | 5 | 186.4 | 244.3 | 244.3 | 293.65 | 351 | 2024-11-01 05:00 | 0.55758 | 0.66531 | 0.66531 | 0.59025 | 0.68394
11 | 1 | 6 | 194.7 | 262.8 | 262.8 | 330.6 | 389 | 2024-11-01 06:00 | 0.58241 | 0.71569 | 0.71569 | 0.66452 | 0.75799
11 | 1 | 7 | 200.8 | 239.5 | 239.5 | 328.6 | 355 | 2024-11-01 07:00 | 0.60066 | 0.65223 | 0.65223 | 0.6605 | 0.69174
11 | 1 | 8 | 188.8 | 244.7 | 244.7 | 306.6 | 358 | 2024-11-01 08:00 | 0.56476 | 0.66639 | 0.66639 | 0.61628 | 0.69758
11 | 1 | 9 | 195.8 | 248.6 | 248.6 | 321.6 | 368 | 2024-11-01 09:00 | 0.5857 | 0.67702 | 0.67702 | 0.64643 | 0.71707
11 | 1 | 10 | 196.9 | 241.3 | 241.3 | 331.7 | 371 | 2024-11-01 10:00 | 0.58899 | 0.65714 | 0.65714 | 0.66673 | 0.72292
11 | 1 | 11 | 201.1 | 244.1 | 244.1 | 302.75 | 373 | 2024-11-01 11:00 | 0.60156 | 0.66476 | 0.66476 | 0.60854 | 0.72681
11 | 1 | 12 | 198.3 | 209.1 | 209.1 | 308.75 | 389 | 2024-11-01 12:00 | 0.59318 | 0.56944 | 0.56944 | 0.6206 | 0.75799
11 | 1 | 13 | 211.2 | 230.7 | 230.7 | 316.25 | 381 | 2024-11-01 13:00 | 0.63177 | 0.62827 | 0.62827 | 0.63568 | 0.7424
11 | 1 | 14 | 212.1 | 230.9 | 230.9 | 312.95 | 388 | 2024-11-01 14:00 | 0.63446 | 0.62881 | 0.62881 | 0.62905 | 0.75604
11 | 1 | 15 | 230 | 249.8 | 249.8 | 321.5 | 396 | 2024-11-01 15:00 | 0.688 | 0.68028 | 0.68028 | 0.64623 | 0.77163
11 | 1 | 16 | 211.8 | 231.8 | 231.8 | 288.45 | 390 | 2024-11-01 16:00 | 0.63356 | 0.63126 | 0.63126 | 0.5798 | 0.75994
11 | 1 | 17 | 232.8 | 239.8 | 239.8 | 334.6 | 399.6 | 2024-11-01 17:00 | 0.69638 | 0.65305 | 0.65305 | 0.67256 | 0.77864
11 | 1 | 18 | 267.6 | 314.6 | 314.6 | 427.4 | 459.7 | 2024-11-01 18:00 | 0.80048 | 0.85675 | 0.85675 | 0.8591 | 0.89575
11 | 1 | 19 | 297.3 | 324.7 | 324.7 | 434.85 | 500 | 2024-11-01 19:00 | 0.88932 | 0.88426 | 0.88426 | 0.87407 | 0.97428
11 | 1 | 20 | 299.9 | 320.7 | 320.7 | 435.95 | 489.2 | 2024-11-01 20:00 | 0.8971 | 0.87337 | 0.87337 | 0.87628 | 0.95323
11 | 1 | 21 | 293.1 | 318.6 | 318.6 | 415.05 | 483.3 | 2024-11-01 21:00 | 0.87676 | 0.86765 | 0.86765 | 0.83427 | 0.94174
11 | 1 | 22 | 275.2 | 301.3 | 301.3 | 384.25 | 379.7 | 2024-11-01 22:00 | 0.82321 | 0.82053 | 0.82053 | 0.77236 | 0.73987
11 | 1 | 23 | 260.2 | 278.3 | 278.3 | 375.9 | 378.8 | 2024-11-01 23:00 | 0.77834 | 0.7579 | 0.7579 | 0.75558 | 0.73811
11 | 2 | 0 | 244.4 | 276.2 | 276.2 | 342.45 | 350 | 2024-11-02 | 0.73108 | 0.75218 | 0.75218 | 0.68834 | 0.682
11 | 2 | 1 | 247.2 | 250.3 | 250.3 | 331.55 | 332 | 2024-11-02 01:00 | 0.73946 | 0.68164 | 0.68164 | 0.66643 | 0.64692
11 | 2 | 2 | 229.9 | 239.2 | 239.2 | 336.25 | 335 | 2024-11-02 02:00 | 0.68771 | 0.65142 | 0.65142 | 0.67588 | 0.65277
11 | 2 | 3 | 221.6 | 234 | 234 | 313.25 | 328 | 2024-11-02 03:00 | 0.66288 | 0.63725 | 0.63725 | 0.62965 | 0.63913
11 | 2 | 4 | 230.1 | 225 | 225 | 322.25 | 331 | 2024-11-02 04:00 | 0.6883 | 0.61275 | 0.61275 | 0.64774 | 0.64497
11 | 2 | 5 | 237.3 | 210.2 | 210.2 | 344.25 | 353.4 | 2024-11-02 05:00 | 0.70984 | 0.57244 | 0.57244 | 0.69196 | 0.68862
11 | 2 | 6 | 257.1 | 246.3 | 246.3 | 372.4 | 405.8 | 2024-11-02 06:00 | 0.76907 | 0.67075 | 0.67075 | 0.74854 | 0.79072
11 | 2 | 7 | 238.5 | 249.3 | 249.3 | 339.25 | 362.5 | 2024-11-02 07:00 | 0.71343 | 0.67892 | 0.67892 | 0.68191 | 0.70635
11 | 2 | 8 | 229 | 253.5 | 253.5 | 339.35 | 356.1 | 2024-11-02 08:00 | 0.68501 | 0.69036 | 0.69036 | 0.68211 | 0.69388
11 | 2 | 9 | 227.8 | 226.3 | 226.3 | 338.1 | 364.2 | 2024-11-02 09:00 | 0.68142 | 0.61629 | 0.61629 | 0.6796 | 0.70966
11 | 2 | 10 | 200.1 | 240.5 | 240.5 | 334.2 | 373.1 | 2024-11-02 10:00 | 0.59856 | 0.65496 | 0.65496 | 0.67176 | 0.72701
11 | 2 | 11 | 198.9 | 235.5 | 235.5 | 343.2 | 359.1 | 2024-11-02 11:00 | 0.59497 | 0.64134 | 0.64134 | 0.68985 | 0.69973
11 | 2 | 12 | 197 | 215.5 | 215.5 | 331.1 | 377.2 | 2024-11-02 12:00 | 0.58929 | 0.58687 | 0.58687 | 0.66553 | 0.735
11 | 2 | 13 | 194.7 | 213.5 | 213.5 | 330.1 | 373.1 | 2024-11-02 13:00 | 0.58241 | 0.58143 | 0.58143 | 0.66352 | 0.72701
11 | 2 | 14 | 196.3 | 240.5 | 240.5 | 340.1 | 361.1 | 2024-11-02 14:00 | 0.5872 | 0.65496 | 0.65496 | 0.68362 | 0.70362
11 | 2 | 15 | 206.7 | 245.5 | 245.5 | 345.1 | 392.13 | 2024-11-02 15:00 | 0.61831 | 0.66857 | 0.66857 | 0.69367 | 0.76409
11 | 2 | 16 | 220.1 | 248.2 | 248.2 | 351.1 | 382.2 | 2024-11-02 16:00 | 0.65839 | 0.67593 | 0.67593 | 0.70573 | 0.74474
11 | 2 | 17 | 237.2 | 254.3 | 254.3 | 362.3 | 397.6 | 2024-11-02 17:00 | 0.70954 | 0.69254 | 0.69254 | 0.72824 | 0.77475
11 | 2 | 18 | 251.1 | 292.8 | 292.8 | 403.5 | 478.9 | 2024-11-02 18:00 | 0.75112 | 0.79739 | 0.79739 | 0.81106 | 0.93316
11 | 2 | 19 | 290.2 | 327.8 | 327.8 | 330.5 | 496.8 | 2024-11-02 19:00 | 0.86808 | 0.8927 | 0.8927 | 0.66432 | 0.96804
11 | 2 | 20 | 295.5 | 326.8 | 326.8 | 357.9 | 499.3 | 2024-11-02 20:00 | 0.88394 | 0.88998 | 0.88998 | 0.7194 | 0.97292
11 | 2 | 21 | 287 | 310.8 | 310.8 | 358.3 | 468.3 | 2024-11-02 21:00 | 0.85851 | 0.84641 | 0.84641 | 0.7202 | 0.91251
11 | 2 | 22 | 283.1 | 310.8 | 310.8 | 357.2 | 459.6 | 2024-11-02 22:00 | 0.84684 | 0.84641 | 0.84641 | 0.71799 | 0.89556
11 | 2 | 23 | 276.4 | 277.2 | 277.2 | 366.3 | 420 | 2024-11-02 23:00 | 0.8268 | 0.7549 | 0.7549 | 0.73628 | 0.81839
11 | 3 | 0 | 258 | 255.2 | 255.2 | 319.6 | 427.3 | 2024-11-03 | 0.77176 | 0.69499 | 0.69499 | 0.64241 | 0.83262
11 | 3 | 1 | 253.9 | 256.2 | 256.2 | 323.75 | 176 | 2024-11-03 01:00 | 0.7595 | 0.69771 | 0.69771 | 0.65075 | 0.34295
11 | 3 | 2 | 263.1 | 245.3 | 245.3 | 314.75 | 284 | 2024-11-03 02:00 | 0.78702 | 0.66803 | 0.66803 | 0.63266 | 0.55339
11 | 3 | 3 | 236.1 | 246.3 | 246.3 | 310.75 | 283 | 2024-11-03 03:00 | 0.70625 | 0.67075 | 0.67075 | 0.62462 | 0.55144
11 | 3 | 4 | 240.2 | 247.3 | 247.3 | 311.75 | 264 | 2024-11-03 04:00 | 0.71852 | 0.67347 | 0.67347 | 0.62663 | 0.51442
11 | 3 | 5 | 252.3 | 235.4 | 235.4 | 346.75 | 311 | 2024-11-03 05:00 | 0.75471 | 0.64107 | 0.64107 | 0.69698 | 0.606
11 | 3 | 6 | 266.1 | 270.3 | 270.3 | 368.3 | 349 | 2024-11-03 06:00 | 0.79599 | 0.73611 | 0.73611 | 0.7403 | 0.68005
11 | 3 | 7 | 248.9 | 254.5 | 254.5 | 343.1 | 318 | 2024-11-03 07:00 | 0.74454 | 0.69308 | 0.69308 | 0.68965 | 0.61964
11 | 3 | 8 | 237.3 | 240.6 | 240.6 | 320.5 | 334 | 2024-11-03 08:00 | 0.70984 | 0.65523 | 0.65523 | 0.64422 | 0.65082
11 | 3 | 9 | 239 | 244.7 | 244.7 | 335 | 336 | 2024-11-03 09:00 | 0.71493 | 0.66639 | 0.66639 | 0.67337 | 0.65472
11 | 3 | 10 | 231.8 | 235.4 | 235.4 | 347 | 321 | 2024-11-03 10:00 | 0.69339 | 0.64107 | 0.64107 | 0.69749 | 0.62549
11 | 3 | 11 | 239.6 | 228.5 | 228.5 | 330 | 335 | 2024-11-03 11:00 | 0.71672 | 0.62228 | 0.62228 | 0.66332 | 0.65277
11 | 3 | 12 | 235.7 | 240.4 | 240.4 | 315 | 337 | 2024-11-03 12:00 | 0.70506 | 0.65468 | 0.65468 | 0.63317 | 0.65666
11 | 3 | 13 | 236.7 | 244.2 | 244.2 | 317 | 353 | 2024-11-03 13:00 | 0.70805 | 0.66503 | 0.66503 | 0.63719 | 0.68784
11 | 3 | 14 | 225.9 | 240.5 | 240.5 | 331 | 346.8 | 2024-11-03 14:00 | 0.67574 | 0.65496 | 0.65496 | 0.66533 | 0.67576
11 | 3 | 15 | 229.3 | 254.7 | 254.7 | 319 | 367.8 | 2024-11-03 15:00 | 0.68591 | 0.69363 | 0.69363 | 0.64121 | 0.71668
11 | 3 | 16 | 169.9 | 259 | 259 | 346 | 368 | 2024-11-03 16:00 | 0.50823 | 0.70534 | 0.70534 | 0.69548 | 0.71707
11 | 3 | 17 | 186.5 | 260.3 | 260.3 | 347.5 | 357 | 2024-11-03 17:00 | 0.55788 | 0.70888 | 0.70888 | 0.69849 | 0.69564
11 | 3 | 18 | 270.1 | 297.2 | 297.2 | 399.05 | 439.4 | 2024-11-03 18:00 | 0.80796 | 0.80937 | 0.80937 | 0.80211 | 0.8562
11 | 3 | 19 | 275.1 | 330 | 330 | 439.3 | 455.8 | 2024-11-03 19:00 | 0.82291 | 0.89869 | 0.89869 | 0.88302 | 0.88815
11 | 3 | 20 | 278 | 340.2 | 340.2 | 445.2 | 454.7 | 2024-11-03 20:00 | 0.83159 | 0.92647 | 0.92647 | 0.89487 | 0.88601
11 | 3 | 21 | 280 | 316.7 | 316.7 | 419 | 455.8 | 2024-11-03 21:00 | 0.83757 | 0.86247 | 0.86247 | 0.84221 | 0.88815
11 | 3 | 22 | 271.3 | 301.7 | 301.7 | 430.7 | 382 | 2024-11-03 22:00 | 0.81155 | 0.82162 | 0.82162 | 0.86573 | 0.74435
11 | 3 | 23 | 245.6 | 290.7 | 290.7 | 387.1 | 412.6 | 2024-11-03 23:00 | 0.73467 | 0.79167 | 0.79167 | 0.77809 | 0.80398
11 | 4 | 0 | 226.9 | 282.7 | 282.7 | 369.3 | 368.3 | 2024-11-04 | 0.67873 | 0.76988 | 0.76988 | 0.74231 | 0.71765
11 | 4 | 1 | 223.5 | 262.8 | 262.8 | 347.5 | 347.9 | 2024-11-04 01:00 | 0.66856 | 0.71569 | 0.71569 | 0.69849 | 0.6779
11 | 4 | 2 | 216.4 | 262.5 | 262.5 | 334.4 | 343.1 | 2024-11-04 02:00 | 0.64732 | 0.71487 | 0.71487 | 0.67216 | 0.66855
11 | 4 | 3 | 211.9 | 245.9 | 245.9 | 329.5 | 338 | 2024-11-04 03:00 | 0.63386 | 0.66966 | 0.66966 | 0.66231 | 0.65861
11 | 4 | 4 | 208.4 | 245.6 | 245.6 | 331.55 | 338 | 2024-11-04 04:00 | 0.62339 | 0.66885 | 0.66885 | 0.66643 | 0.65861
11 | 4 | 5 | 217.5 | 245.7 | 245.7 | 352.75 | 362 | 2024-11-04 05:00 | 0.65061 | 0.66912 | 0.66912 | 0.70905 | 0.70538
11 | 4 | 6 | 233.5 | 251.4 | 251.4 | 369.45 | 402.5 | 2024-11-04 06:00 | 0.69847 | 0.68464 | 0.68464 | 0.74261 | 0.78429
11 | 4 | 7 | 217.3 | 262 | 262 | 344.95 | 353 | 2024-11-04 07:00 | 0.65001 | 0.71351 | 0.71351 | 0.69337 | 0.68784
11 | 4 | 8 | 204.9 | 205.05 | 205.05 | 331.6 | 362.9 | 2024-11-04 08:00 | 0.61292 | 0.55842 | 0.55842 | 0.66653 | 0.70713
11 | 4 | 9 | 200.2 | 210.05 | 210.05 | 324.75 | 366.9 | 2024-11-04 09:00 | 0.59886 | 0.57203 | 0.57203 | 0.65276 | 0.71493
11 | 4 | 10 | 214.8 | 211.85 | 211.85 | 334.6 | 369.1 | 2024-11-04 10:00 | 0.64254 | 0.57693 | 0.57693 | 0.67256 | 0.71921
11 | 4 | 11 | 202.4 | 204.55 | 204.55 | 336.6 | 392 | 2024-11-04 11:00 | 0.60544 | 0.55705 | 0.55705 | 0.67658 | 0.76383
11 | 4 | 12 | 168.55 | 213.35 | 213.35 | 341.4 | 342 | 2024-11-04 12:00 | 0.50419 | 0.58102 | 0.58102 | 0.68623 | 0.66641
11 | 4 | 13 | 204.5 | 204.05 | 204.05 | 328.4 | 405 | 2024-11-04 13:00 | 0.61173 | 0.55569 | 0.55569 | 0.6601 | 0.78917
11 | 4 | 14 | 193.6 | 206.85 | 206.85 | 339.9 | 397 | 2024-11-04 14:00 | 0.57912 | 0.56332 | 0.56332 | 0.68322 | 0.77358
11 | 4 | 15 | 198.6 | 206.1 | 206.1 | 338.35 | 381.2 | 2024-11-04 15:00 | 0.59408 | 0.56127 | 0.56127 | 0.6801 | 0.74279
11 | 4 | 16 | 15.75 | 213.4 | 213.4 | 358.35 | 347.4 | 2024-11-04 16:00 | 0.047113 | 0.58115 | 0.58115 | 0.7203 | 0.67693
11 | 4 | 17 | 173.925 | 203 | 203 | 364.25 | 356.8 | 2024-11-04 17:00 | 0.52027 | 0.55283 | 0.55283 | 0.73216 | 0.69525
11 | 4 | 18 | 202.5 | 262.4 | 262.4 | 174.15 | 419.6 | 2024-11-04 18:00 | 0.60574 | 0.7146 | 0.7146 | 0.35005 | 0.81761
11 | 4 | 19 | 253.8 | 249.1 | 249.1 | 380.65 | 436.3 | 2024-11-04 19:00 | 0.7592 | 0.67838 | 0.67838 | 0.76513 | 0.85016
11 | 4 | 20 | 282 | 291.7 | 291.7 | 416.05 | 462.1 | 2024-11-04 20:00 | 0.84355 | 0.79439 | 0.79439 | 0.83628 | 0.90043
11 | 4 | 21 | 278.8 | 282.3 | 282.3 | 431.85 | 443 | 2024-11-04 21:00 | 0.83398 | 0.76879 | 0.76879 | 0.86804 | 0.86321
11 | 4 | 22 | 262.6 | 225.8 | 225.8 | 435.6 | 404.7 | 2024-11-04 22:00 | 0.78552 | 0.61492 | 0.61492 | 0.87558 | 0.78858
11 | 4 | 23 | 253.3 | 252.9 | 252.9 | 371.95 | 381.3 | 2024-11-04 23:00 | 0.7577 | 0.68873 | 0.68873 | 0.74764 | 0.74299
11 | 5 | 0 | 236.9 | 248.6 | 248.6 | 336 | 363 | 2024-11-05 | 0.70864 | 0.67702 | 0.67702 | 0.67538 | 0.70733
11 | 5 | 1 | 236.9 | 236.1 | 236.1 | 333.3 | 350 | 2024-11-05 01:00 | 0.70864 | 0.64297 | 0.64297 | 0.66995 | 0.682
11 | 5 | 2 | 230.8 | 234.6 | 234.6 | 322.25 | 344 | 2024-11-05 02:00 | 0.6904 | 0.63889 | 0.63889 | 0.64774 | 0.6703
11 | 5 | 3 | 227.9 | 224.9 | 224.9 | 314.3 | 335 | 2024-11-05 03:00 | 0.68172 | 0.61247 | 0.61247 | 0.63176 | 0.65277
11 | 5 | 4 | 220.3 | 229.1 | 229.1 | 303.5 | 335 | 2024-11-05 04:00 | 0.65899 | 0.62391 | 0.62391 | 0.61005 | 0.65277
11 | 5 | 5 | 218.4 | 243.8 | 243.8 | 322.4 | 338 | 2024-11-05 05:00 | 0.65331 | 0.66394 | 0.66394 | 0.64804 | 0.65861
11 | 5 | 6 | 228.5 | 209.2 | 209.2 | 336.9 | 365 | 2024-11-05 06:00 | 0.68352 | 0.56972 | 0.56972 | 0.67719 | 0.71122
11 | 5 | 7 | 211.6 | 160.5 | 160.5 | 325.3 | 371 | 2024-11-05 07:00 | 0.63296 | 0.43709 | 0.43709 | 0.65387 | 0.72292
11 | 5 | 8 | 207.9 | 162.3 | 162.3 | 304.1 | 365 | 2024-11-05 08:00 | 0.6219 | 0.44199 | 0.44199 | 0.61126 | 0.71122
11 | 5 | 9 | 187.1 | 153.2 | 153.2 | 307.2 | 370 | 2024-11-05 09:00 | 0.55968 | 0.41721 | 0.41721 | 0.61749 | 0.72097
11 | 5 | 10 | 192.1 | 144.7 | 144.7 | 308.2 | 377 | 2024-11-05 10:00 | 0.57463 | 0.39406 | 0.39406 | 0.6195 | 0.73461
11 | 5 | 11 | 194.1 | 154.8 | 154.8 | 320 | 367.6 | 2024-11-05 11:00 | 0.58062 | 0.42157 | 0.42157 | 0.64322 | 0.71629
11 | 5 | 12 | 203.1 | 226.7 | 226.7 | 295.45 | 380 | 2024-11-05 12:00 | 0.60754 | 0.61737 | 0.61737 | 0.59387 | 0.74045
11 | 5 | 13 | 213 | 215.9 | 215.9 | 292.65 | 384.9 | 2024-11-05 13:00 | 0.63715 | 0.58796 | 0.58796 | 0.58824 | 0.75
11 | 5 | 14 | 221.8 | 214.3 | 214.3 | 305.15 | 382.1 | 2024-11-05 14:00 | 0.66348 | 0.58361 | 0.58361 | 0.61337 | 0.74454
11 | 5 | 15 | 193.9 | 190.2 | 190.2 | 294.35 | 415.5 | 2024-11-05 15:00 | 0.58002 | 0.51797 | 0.51797 | 0.59166 | 0.80963
11 | 5 | 16 | 213.8 | 192 | 192 | 276.55 | 396 | 2024-11-05 16:00 | 0.63955 | 0.52288 | 0.52288 | 0.55588 | 0.77163
11 | 5 | 17 | 84 | 208.1 | 208.1 | 307.95 | 391.9 | 2024-11-05 17:00 | 0.25127 | 0.56672 | 0.56672 | 0.61899 | 0.76364
11 | 5 | 18 | 252.8 | 293.7 | 293.7 | 325.35 | 452.9 | 2024-11-05 18:00 | 0.75621 | 0.79984 | 0.79984 | 0.65397 | 0.8825
11 | 5 | 19 | 276.3 | 300.9 | 300.9 | 424.65 | 462.2 | 2024-11-05 19:00 | 0.8265 | 0.81944 | 0.81944 | 0.85357 | 0.90062
11 | 5 | 20 | 282.5 | 303.1 | 303.1 | 421.25 | 453 | 2024-11-05 20:00 | 0.84505 | 0.82544 | 0.82544 | 0.84673 | 0.8827
11 | 5 | 21 | 277.8 | 281.2 | 281.2 | 424.25 | 451.2 | 2024-11-05 21:00 | 0.83099 | 0.7658 | 0.7658 | 0.85276 | 0.87919
11 | 5 | 22 | 248.6 | 265.4 | 265.4 | 398.85 | 411.9 | 2024-11-05 22:00 | 0.74364 | 0.72277 | 0.72277 | 0.80171 | 0.80261
11 | 5 | 23 | 241.3 | 235.5 | 235.5 | 387.05 | 412.4 | 2024-11-05 23:00 | 0.72181 | 0.64134 | 0.64134 | 0.77799 | 0.80359
11 | 6 | 0 | 211.4 | 71.5 | 71.5 | 363.8 | 369 | 2024-11-06 | 0.63237 | 0.19472 | 0.19472 | 0.73126 | 0.71902
11 | 6 | 1 | 247.8 | 225.5 | 225.5 | 349 | 366 | 2024-11-06 01:00 | 0.74125 | 0.61411 | 0.61411 | 0.70151 | 0.71317
11 | 6 | 2 | 204.3 | 219.5 | 219.5 | 335 | 352 | 2024-11-06 02:00 | 0.61113 | 0.59777 | 0.59777 | 0.67337 | 0.68589
11 | 6 | 3 | 201.5 | 228 | 228 | 328.3 | 327 | 2024-11-06 03:00 | 0.60275 | 0.62092 | 0.62092 | 0.6599 | 0.63718
11 | 6 | 4 | 207.9 | 219.9 | 219.9 | 326.2 | 323 | 2024-11-06 04:00 | 0.6219 | 0.59886 | 0.59886 | 0.65568 | 0.62938
11 | 6 | 5 | 224.4 | 229 | 229 | 328.4 | 326 | 2024-11-06 05:00 | 0.67125 | 0.62364 | 0.62364 | 0.6601 | 0.63523
11 | 6 | 6 | 231.5 | 247.6 | 247.6 | 337.8 | 333 | 2024-11-06 06:00 | 0.69249 | 0.67429 | 0.67429 | 0.67899 | 0.64887
11 | 6 | 7 | 223.5 | 232.6 | 232.6 | 327.7 | 352 | 2024-11-06 07:00 | 0.66856 | 0.63344 | 0.63344 | 0.65869 | 0.68589
11 | 6 | 8 | 216.1 | 232.9 | 232.9 | 329.3 | 349 | 2024-11-06 08:00 | 0.64643 | 0.63426 | 0.63426 | 0.66191 | 0.68005
11 | 6 | 9 | 210.8 | 222.6 | 222.6 | 332.9 | 350 | 2024-11-06 09:00 | 0.63057 | 0.60621 | 0.60621 | 0.66915 | 0.682
11 | 6 | 10 | 210.5 | 217.9 | 217.9 | 329.8 | 349 | 2024-11-06 10:00 | 0.62967 | 0.59341 | 0.59341 | 0.66291 | 0.68005
11 | 6 | 11 | 210.3 | 215.4 | 215.4 | 329.5 | 355 | 2024-11-06 11:00 | 0.62908 | 0.5866 | 0.5866 | 0.66231 | 0.69174
11 | 6 | 12 | 202.5 | 218.8 | 218.8 | 321.2 | 370 | 2024-11-06 12:00 | 0.60574 | 0.59586 | 0.59586 | 0.64563 | 0.72097
11 | 6 | 13 | 196.2 | 221.7 | 221.7 | 315.1 | 380 | 2024-11-06 13:00 | 0.5869 | 0.60376 | 0.60376 | 0.63337 | 0.74045
11 | 6 | 14 | 206.5 | 243.3 | 243.3 | 309.4 | 322 | 2024-11-06 14:00 | 0.61771 | 0.66258 | 0.66258 | 0.62191 | 0.62744
11 | 6 | 15 | 206.6 | 220.1 | 220.1 | 320.4 | 325.8 | 2024-11-06 15:00 | 0.61801 | 0.5994 | 0.5994 | 0.64402 | 0.63484
11 | 6 | 16 | 198.4 | 223.8 | 223.8 | 344.8 | 324.8 | 2024-11-06 16:00 | 0.59348 | 0.60948 | 0.60948 | 0.69307 | 0.63289
11 | 6 | 17 | 197.3 | 42 | 42 | 374.5 | 376.1 | 2024-11-06 17:00 | 0.59019 | 0.11438 | 0.11438 | 0.75276 | 0.73285
11 | 6 | 18 | 264.5 | 10 | 10 | 383.5 | 410.9 | 2024-11-06 18:00 | 0.79121 | 0.027233 | 0.027233 | 0.77085 | 0.80066
11 | 6 | 19 | 293.9 | 97.3 | 97.3 | 443.25 | 432.7 | 2024-11-06 19:00 | 0.87915 | 0.26498 | 0.26498 | 0.89095 | 0.84314
11 | 6 | 20 | 300.7 | 279 | 279 | 424.6 | 433.3 | 2024-11-06 20:00 | 0.89949 | 0.7598 | 0.7598 | 0.85347 | 0.84431
11 | 6 | 21 | 292.8 | 324.7 | 324.7 | 373.75 | 412.2 | 2024-11-06 21:00 | 0.87586 | 0.88426 | 0.88426 | 0.75126 | 0.8032
11 | 6 | 22 | 275.3 | 295.1 | 295.1 | 360.25 | 389.1 | 2024-11-06 22:00 | 0.82351 | 0.80365 | 0.80365 | 0.72412 | 0.75818
11 | 6 | 23 | 264.8 | 266.9 | 266.9 | 302.5 | 370.9 | 2024-11-06 23:00 | 0.7921 | 0.72685 | 0.72685 | 0.60804 | 0.72272
11 | 7 | 0 | 244.8 | 246.6 | 246.6 | 272.75 | 335 | 2024-11-07 | 0.73228 | 0.67157 | 0.67157 | 0.54824 | 0.65277
11 | 7 | 1 | 245 | 229.7 | 229.7 | 297.75 | 325 | 2024-11-07 01:00 | 0.73287 | 0.62554 | 0.62554 | 0.59849 | 0.63328
11 | 7 | 2 | 232.5 | 216.5 | 216.5 | 288.75 | 317 | 2024-11-07 02:00 | 0.69548 | 0.5896 | 0.5896 | 0.5804 | 0.61769
11 | 7 | 3 | 232.8 | 216.3 | 216.3 | 281.75 | 309 | 2024-11-07 03:00 | 0.69638 | 0.58905 | 0.58905 | 0.56633 | 0.6021
11 | 7 | 4 | 232.9 | 216.5 | 216.5 | 279.75 | 313 | 2024-11-07 04:00 | 0.69668 | 0.5896 | 0.5896 | 0.56231 | 0.6099
11 | 7 | 5 | 239.4 | 222.8 | 222.8 | 287.75 | 342 | 2024-11-07 05:00 | 0.71612 | 0.60675 | 0.60675 | 0.57839 | 0.66641
11 | 7 | 6 | 253.4 | 234.3 | 234.3 | 308.3 | 379 | 2024-11-07 06:00 | 0.758 | 0.63807 | 0.63807 | 0.6197 | 0.7385
11 | 7 | 7 | 214.2 | 211.5 | 211.5 | 315.3 | 329 | 2024-11-07 07:00 | 0.64074 | 0.57598 | 0.57598 | 0.63377 | 0.64108
11 | 7 | 8 | 208.1 | 159.5 | 159.5 | 333.3 | 333 | 2024-11-07 08:00 | 0.62249 | 0.43437 | 0.43437 | 0.66995 | 0.64887
11 | 7 | 9 | 220.7 | 193.8 | 193.8 | 330.55 | 339 | 2024-11-07 09:00 | 0.66019 | 0.52778 | 0.52778 | 0.66442 | 0.66056
11 | 7 | 10 | 210.6 | 214.5 | 214.5 | 317.8 | 345 | 2024-11-07 10:00 | 0.62997 | 0.58415 | 0.58415 | 0.63879 | 0.67225
11 | 7 | 11 | 221.3 | 214.2 | 214.2 | 316.7 | 348 | 2024-11-07 11:00 | 0.66198 | 0.58333 | 0.58333 | 0.63658 | 0.6781
11 | 7 | 12 | 206.6 | 205.8 | 205.8 | 338.7 | 345 | 2024-11-07 12:00 | 0.61801 | 0.56046 | 0.56046 | 0.6808 | 0.67225
11 | 7 | 13 | 206.4 | 210.9 | 210.9 | 342.2 | 350 | 2024-11-07 13:00 | 0.61741 | 0.57435 | 0.57435 | 0.68784 | 0.682
11 | 7 | 14 | 205.8 | 216.8 | 216.8 | 351.2 | 352 | 2024-11-07 14:00 | 0.61561 | 0.59041 | 0.59041 | 0.70593 | 0.68589
11 | 7 | 15 | 201 | 202.8 | 202.8 | 353.8 | 346 | 2024-11-07 15:00 | 0.60126 | 0.55229 | 0.55229 | 0.71116 | 0.6742
11 | 7 | 16 | 205.5 | 189.6 | 189.6 | 358.4 | 381 | 2024-11-07 16:00 | 0.61472 | 0.51634 | 0.51634 | 0.7204 | 0.7424
11 | 7 | 17 | 210.5 | 233.2 | 233.2 | 368.2 | 366 | 2024-11-07 17:00 | 0.62967 | 0.63508 | 0.63508 | 0.7401 | 0.71317
11 | 7 | 18 | 261.2 | 262.8 | 262.8 | 403.05 | 332 | 2024-11-07 18:00 | 0.78133 | 0.71569 | 0.71569 | 0.81015 | 0.64692
11 | 7 | 19 | 96.2 | 275.75 | 275.75 | 401.3 | 373.8 | 2024-11-07 19:00 | 0.28777 | 0.75095 | 0.75095 | 0.80663 | 0.72837
11 | 7 | 20 | 205.7 | 289.65 | 289.65 | 416.8 | 431.7 | 2024-11-07 20:00 | 0.61532 | 0.78881 | 0.78881 | 0.83779 | 0.84119
11 | 7 | 21 | 271 | 296.1 | 296.1 | 407.8 | 409.6 | 2024-11-07 21:00 | 0.81065 | 0.80637 | 0.80637 | 0.8197 | 0.79813
11 | 7 | 22 | 264 | 287 | 287 | 413 | 396.8 | 2024-11-07 22:00 | 0.78971 | 0.78159 | 0.78159 | 0.83015 | 0.77319
11 | 7 | 23 | 230.8 | 267.4 | 267.4 | 384 | 401.4 | 2024-11-07 23:00 | 0.6904 | 0.72821 | 0.72821 | 0.77186 | 0.78215
11 | 8 | 0 | 224.2 | 304.4 | 304.4 | 269.4 | 366.3 | 2024-11-08 | 0.67066 | 0.82898 | 0.82898 | 0.54151 | 0.71376
11 | 8 | 1 | 219 | 238.5 | 238.5 | 290.5 | 356.8 | 2024-11-08 01:00 | 0.6551 | 0.64951 | 0.64951 | 0.58392 | 0.69525
11 | 8 | 2 | 217.2 | 234.6 | 234.6 | 300.5 | 334 | 2024-11-08 02:00 | 0.64972 | 0.63889 | 0.63889 | 0.60402 | 0.65082
11 | 8 | 3 | 211.9 | 236 | 236 | 300.6 | 322 | 2024-11-08 03:00 | 0.63386 | 0.6427 | 0.6427 | 0.60422 | 0.62744
11 | 8 | 4 | 210.3 | 227.5 | 227.5 | 293.6 | 326 | 2024-11-08 04:00 | 0.62908 | 0.61955 | 0.61955 | 0.59015 | 0.63523
11 | 8 | 5 | 218.3 | 238.1 | 238.1 | 315.6 | 345 | 2024-11-08 05:00 | 0.65301 | 0.64842 | 0.64842 | 0.63437 | 0.67225
11 | 8 | 6 | 233.9 | 253.1 | 253.1 | 349 | 371 | 2024-11-08 06:00 | 0.69967 | 0.68927 | 0.68927 | 0.70151 | 0.72292
11 | 8 | 7 | 215.9 | 235.2 | 235.2 | 323.6 | 352 | 2024-11-08 07:00 | 0.64583 | 0.64052 | 0.64052 | 0.65045 | 0.68589
11 | 8 | 8 | 216 | 229.2 | 229.2 | 332.3 | 346 | 2024-11-08 08:00 | 0.64613 | 0.62418 | 0.62418 | 0.66794 | 0.6742
11 | 8 | 9 | 215.4 | 223.1 | 223.1 | 336.4 | 365 | 2024-11-08 09:00 | 0.64433 | 0.60757 | 0.60757 | 0.67618 | 0.71122
11 | 8 | 10 | 216.6 | 216.2 | 216.2 | 333.4 | 363 | 2024-11-08 10:00 | 0.64792 | 0.58878 | 0.58878 | 0.67015 | 0.70733
11 | 8 | 11 | 197.8 | 220.2 | 220.2 | 344.4 | 346 | 2024-11-08 11:00 | 0.59168 | 0.59967 | 0.59967 | 0.69226 | 0.6742
11 | 8 | 12 | 199 | 217.1 | 217.1 | 309.1 | 362 | 2024-11-08 12:00 | 0.59527 | 0.59123 | 0.59123 | 0.62131 | 0.70538
11 | 8 | 13 | 197.3 | 232.9 | 232.9 | 312.65 | 358 | 2024-11-08 13:00 | 0.59019 | 0.63426 | 0.63426 | 0.62844 | 0.69758
11 | 8 | 14 | 203.8 | 244 | 244 | 316.35 | 358 | 2024-11-08 14:00 | 0.60963 | 0.66449 | 0.66449 | 0.63588 | 0.69758
11 | 8 | 15 | 202.9 | 233.4 | 233.4 | 256.5 | 372.4 | 2024-11-08 15:00 | 0.60694 | 0.63562 | 0.63562 | 0.51558 | 0.72564
11 | 8 | 16 | 208.9 | 255.5 | 255.5 | 245.55 | 314 | 2024-11-08 16:00 | 0.62489 | 0.69581 | 0.69581 | 0.49357 | 0.61185
11 | 8 | 17 | 227.3 | 244.6 | 244.6 | 236.75 | 367 | 2024-11-08 17:00 | 0.67993 | 0.66612 | 0.66612 | 0.47588 | 0.71512
11 | 8 | 18 | 292.2 | 312.4 | 312.4 | 103.5 | 446 | 2024-11-08 18:00 | 0.87407 | 0.85076 | 0.85076 | 0.20804 | 0.86906
11 | 8 | 19 | 246.8 | 333.3 | 333.3 | 246.2 | 458 | 2024-11-08 19:00 | 0.73826 | 0.90768 | 0.90768 | 0.49487 | 0.89244
11 | 8 | 20 | 218.1 | 335.9 | 335.9 | 262.6 | 454 | 2024-11-08 20:00 | 0.65241 | 0.91476 | 0.91476 | 0.52784 | 0.88465
11 | 8 | 21 | 238.6 | 324.5 | 324.5 | 299 | 437 | 2024-11-08 21:00 | 0.71373 | 0.88371 | 0.88371 | 0.60101 | 0.85152
11 | 8 | 22 | 277.7 | 299.3 | 299.3 | 290 | 397.3 | 2024-11-08 22:00 | 0.83069 | 0.81509 | 0.81509 | 0.58291 | 0.77416
11 | 8 | 23 | 238.1 | 279 | 279 | 262.6 | 381.3 | 2024-11-08 23:00 | 0.71223 | 0.7598 | 0.7598 | 0.52784 | 0.74299
11 | 9 | 0 | 221.3 | 296.9 | 296.9 | 344.9 | 377.3 | 2024-11-09 | 0.66198 | 0.80855 | 0.80855 | 0.69327 | 0.73519
11 | 9 | 1 | 219.6 | 281.2 | 281.2 | 341.2 | 346 | 2024-11-09 01:00 | 0.6569 | 0.7658 | 0.7658 | 0.68583 | 0.6742
11 | 9 | 2 | 219.2 | 268.1 | 268.1 | 326.3 | 338 | 2024-11-09 02:00 | 0.6557 | 0.73012 | 0.73012 | 0.65588 | 0.65861
11 | 9 | 3 | 216.8 | 267.1 | 267.1 | 329.3 | 331 | 2024-11-09 03:00 | 0.64852 | 0.7274 | 0.7274 | 0.66191 | 0.64497
11 | 9 | 4 | 216.8 | 266.9 | 266.9 | 329.3 | 329 | 2024-11-09 04:00 | 0.64852 | 0.72685 | 0.72685 | 0.66191 | 0.64108
11 | 9 | 5 | 228.6 | 280.6 | 280.6 | 355.8 | 350 | 2024-11-09 05:00 | 0.68382 | 0.76416 | 0.76416 | 0.71518 | 0.682
11 | 9 | 6 | 238.3 | 252.5 | 252.5 | 384.8 | 401 | 2024-11-09 06:00 | 0.71283 | 0.68764 | 0.68764 | 0.77347 | 0.78137
11 | 9 | 7 | 234.9 | 236.9 | 236.9 | 326.7 | 343 | 2024-11-09 07:00 | 0.70266 | 0.64515 | 0.64515 | 0.65668 | 0.66836
11 | 9 | 8 | 208.1 | 229.25 | 229.25 | 319 | 336 | 2024-11-09 08:00 | 0.62249 | 0.62432 | 0.62432 | 0.64121 | 0.65472
11 | 9 | 9 | 212 | 233.4 | 233.4 | 326.3 | 350 | 2024-11-09 09:00 | 0.63416 | 0.63562 | 0.63562 | 0.65588 | 0.682
11 | 9 | 10 | 184.7 | 237.45 | 237.45 | 319.8 | 375 | 2024-11-09 10:00 | 0.5525 | 0.64665 | 0.64665 | 0.64281 | 0.73071
11 | 9 | 11 | 180.7 | 239 | 239 | 321.55 | 365 | 2024-11-09 11:00 | 0.54053 | 0.65087 | 0.65087 | 0.64633 | 0.71122
11 | 9 | 12 | 168.3 | 231.8 | 231.8 | 326.65 | 378 | 2024-11-09 12:00 | 0.50344 | 0.63126 | 0.63126 | 0.65658 | 0.73655
11 | 9 | 13 | 205.2 | 247.1 | 247.1 | 329.7 | 362 | 2024-11-09 13:00 | 0.61382 | 0.67293 | 0.67293 | 0.66271 | 0.70538
11 | 9 | 14 | 209.8 | 280.4 | 280.4 | 331.55 | 367 | 2024-11-09 14:00 | 0.62758 | 0.76362 | 0.76362 | 0.66643 | 0.71512
11 | 9 | 15 | 201.8 | 256.8 | 256.8 | 342.4 | 357.1 | 2024-11-09 15:00 | 0.60365 | 0.69935 | 0.69935 | 0.68824 | 0.69583
11 | 9 | 16 | 232.8 | 259.4 | 259.4 | 331.4 | 369.4 | 2024-11-09 16:00 | 0.69638 | 0.70643 | 0.70643 | 0.66613 | 0.7198
11 | 9 | 17 | 275.1 | 255.4 | 255.4 | 367.05 | 379 | 2024-11-09 17:00 | 0.82291 | 0.69553 | 0.69553 | 0.73779 | 0.7385
11 | 9 | 18 | 263.4 | 307.5 | 307.5 | 430.75 | 441 | 2024-11-09 18:00 | 0.78792 | 0.83742 | 0.83742 | 0.86583 | 0.85931
11 | 9 | 19 | 285.9 | 326.7 | 326.7 | 441.65 | 448.9 | 2024-11-09 19:00 | 0.85522 | 0.88971 | 0.88971 | 0.88774 | 0.87471
11 | 9 | 20 | 303 | 343.7 | 343.7 | 435.55 | 463 | 2024-11-09 20:00 | 0.90637 | 0.936 | 0.936 | 0.87548 | 0.90218
11 | 9 | 21 | 304 | 336.4 | 336.4 | 434.1 | 412 | 2024-11-09 21:00 | 0.90936 | 0.91612 | 0.91612 | 0.87256 | 0.80281
11 | 9 | 22 | 313.6 | 324.4 | 324.4 | 425.3 | 402.9 | 2024-11-09 22:00 | 0.93808 | 0.88344 | 0.88344 | 0.85487 | 0.78507
11 | 9 | 23 | 280.3 | 295.7 | 295.7 | 399.85 | 405.8 | 2024-11-09 23:00 | 0.83847 | 0.80528 | 0.80528 | 0.80372 | 0.79072
11 | 10 | 0 | 237.8 | 265.3 | 265.3 | 377.6 | 345.4 | 2024-11-10 | 0.71134 | 0.72249 | 0.72249 | 0.75899 | 0.67303
11 | 10 | 1 | 230 | 261.5 | 261.5 | 359.65 | 342 | 2024-11-10 01:00 | 0.688 | 0.71215 | 0.71215 | 0.72291 | 0.66641
11 | 10 | 2 | 224 | 262.3 | 262.3 | 350.65 | 336 | 2024-11-10 02:00 | 0.67006 | 0.71432 | 0.71432 | 0.70482 | 0.65472
11 | 10 | 3 | 227 | 257.4 | 257.4 | 343.65 | 330 | 2024-11-10 03:00 | 0.67903 | 0.70098 | 0.70098 | 0.69075 | 0.64302
11 | 10 | 4 | 229 | 255.5 | 255.5 | 344.55 | 333 | 2024-11-10 04:00 | 0.68501 | 0.69581 | 0.69581 | 0.69256 | 0.64887
11 | 10 | 5 | 234.5 | 258.7 | 258.7 | 367.6 | 356 | 2024-11-10 05:00 | 0.70147 | 0.70452 | 0.70452 | 0.73889 | 0.69369
11 | 10 | 6 | 235 | 275.7 | 275.7 | 399.1 | 388 | 2024-11-10 06:00 | 0.70296 | 0.75082 | 0.75082 | 0.80221 | 0.75604
11 | 10 | 7 | 225 | 242.8 | 242.8 | 351.8 | 348 | 2024-11-10 07:00 | 0.67305 | 0.66122 | 0.66122 | 0.70714 | 0.6781
11 | 10 | 8 | 224.6 | 249.5 | 249.5 | 338.3 | 346 | 2024-11-10 08:00 | 0.67185 | 0.67947 | 0.67947 | 0.68 | 0.6742
11 | 10 | 9 | 224.9 | 210.3 | 210.3 | 349.55 | 334 | 2024-11-10 09:00 | 0.67275 | 0.57271 | 0.57271 | 0.70261 | 0.65082
11 | 10 | 10 | 218 | 214 | 214 | 349.7 | 335 | 2024-11-10 10:00 | 0.65211 | 0.58279 | 0.58279 | 0.70291 | 0.65277
11 | 10 | 11 | 227 | 218 | 218 | 357.7 | 348 | 2024-11-10 11:00 | 0.67903 | 0.59368 | 0.59368 | 0.71899 | 0.6781
11 | 10 | 12 | 219.9 | 224.7 | 224.7 | 363.45 | 350 | 2024-11-10 12:00 | 0.65779 | 0.61193 | 0.61193 | 0.73055 | 0.682
11 | 10 | 13 | 216.6 | 227.9 | 227.9 | 317.18 | 355 | 2024-11-10 13:00 | 0.64792 | 0.62064 | 0.62064 | 0.63755 | 0.69174
11 | 10 | 14 | 223.9 | 231.8 | 231.8 | 279.9 | 370 | 2024-11-10 14:00 | 0.66976 | 0.63126 | 0.63126 | 0.56261 | 0.72097
11 | 10 | 15 | 202.4 | 220.6 | 220.6 | 305.15 | 362 | 2024-11-10 15:00 | 0.60544 | 0.60076 | 0.60076 | 0.61337 | 0.70538
11 | 10 | 16 | 205.9 | 206.5 | 206.5 | 349.15 | 360.8 | 2024-11-10 16:00 | 0.61591 | 0.56236 | 0.56236 | 0.70181 | 0.70304
11 | 10 | 17 | 215.8 | 260.9 | 260.9 | 375.75 | 365.8 | 2024-11-10 17:00 | 0.64553 | 0.71051 | 0.71051 | 0.75528 | 0.71278
11 | 10 | 18 | 277.1 | 312 | 312 | 423.9 | 438.6 | 2024-11-10 18:00 | 0.8289 | 0.84967 | 0.84967 | 0.85206 | 0.85464
11 | 10 | 19 | 311.8 | 333.8 | 333.8 | 457.85 | 465.7 | 2024-11-10 19:00 | 0.9327 | 0.90904 | 0.90904 | 0.9203 | 0.90744
11 | 10 | 20 | 313.6 | 345.7 | 345.7 | 454.1 | 417 | 2024-11-10 20:00 | 0.93808 | 0.94145 | 0.94145 | 0.91276 | 0.81255
11 | 10 | 21 | 315 | 338.9 | 338.9 | 432.8 | 467 | 2024-11-10 21:00 | 0.94227 | 0.92293 | 0.92293 | 0.86995 | 0.90998
11 | 10 | 22 | 264.5 | 323.6 | 323.6 | 406.9 | 427.2 | 2024-11-10 22:00 | 0.79121 | 0.88126 | 0.88126 | 0.81789 | 0.83242
11 | 10 | 23 | 250.6 | 309.4 | 309.4 | 357.5 | 431.9 | 2024-11-10 23:00 | 0.74963 | 0.84259 | 0.84259 | 0.71859 | 0.84158
11 | 11 | 0 | 269.6 | 281.9 | 281.9 | 337.5 | 407.9 | 2024-11-11 | 0.80646 | 0.7677 | 0.7677 | 0.67839 | 0.79482
11 | 11 | 1 | 253 | 282.7 | 282.7 | 311.65 | 382 | 2024-11-11 01:00 | 0.75681 | 0.76988 | 0.76988 | 0.62643 | 0.74435
11 | 11 | 2 | 245.2 | 263.6 | 263.6 | 292.5 | 370 | 2024-11-11 02:00 | 0.73347 | 0.71786 | 0.71786 | 0.58794 | 0.72097
11 | 11 | 3 | 252.7 | 264.7 | 264.7 | 291.6 | 355 | 2024-11-11 03:00 | 0.75591 | 0.72086 | 0.72086 | 0.58613 | 0.69174
11 | 11 | 4 | 242.8 | 261.7 | 261.7 | 301.6 | 358 | 2024-11-11 04:00 | 0.72629 | 0.71269 | 0.71269 | 0.60623 | 0.69758
11 | 11 | 5 | 244.1 | 261.7 | 261.7 | 322.2 | 375 | 2024-11-11 05:00 | 0.73018 | 0.71269 | 0.71269 | 0.64764 | 0.73071
11 | 11 | 6 | 234.6 | 272.8 | 272.8 | 381.6 | 408 | 2024-11-11 06:00 | 0.70176 | 0.74292 | 0.74292 | 0.76704 | 0.79501
11 | 11 | 7 | 216.2 | 259.5 | 259.5 | 342.6 | 359 | 2024-11-11 07:00 | 0.64672 | 0.7067 | 0.7067 | 0.68864 | 0.69953
11 | 11 | 8 | 228.2 | 233.8 | 233.8 | 336.6 | 364 | 2024-11-11 08:00 | 0.68262 | 0.63671 | 0.63671 | 0.67658 | 0.70928
11 | 11 | 9 | 218.3 | 237.8 | 237.8 | 336.8 | 367 | 2024-11-11 09:00 | 0.65301 | 0.6476 | 0.6476 | 0.67698 | 0.71512
11 | 11 | 10 | 230.4 | 232.7 | 232.7 | 314.3 | 369 | 2024-11-11 10:00 | 0.6892 | 0.63371 | 0.63371 | 0.63176 | 0.71902
11 | 11 | 11 | 201.9 | 231 | 231 | 314.3 | 366 | 2024-11-11 11:00 | 0.60395 | 0.62908 | 0.62908 | 0.63176 | 0.71317
11 | 11 | 12 | 213.8 | 228.9 | 228.9 | 318.4 | 373 | 2024-11-11 12:00 | 0.63955 | 0.62337 | 0.62337 | 0.64 | 0.72681
11 | 11 | 13 | 213.8 | 234.5 | 234.5 | 324.4 | 380 | 2024-11-11 13:00 | 0.63955 | 0.63862 | 0.63862 | 0.65206 | 0.74045
11 | 11 | 14 | 208.9 | 243.3 | 243.3 | 327.4 | 394.8 | 2024-11-11 14:00 | 0.62489 | 0.66258 | 0.66258 | 0.65809 | 0.76929
11 | 11 | 15 | 234.3 | 245.9 | 245.9 | 291.4 | 373.8 | 2024-11-11 15:00 | 0.70087 | 0.66966 | 0.66966 | 0.58573 | 0.72837
11 | 11 | 16 | 236.8 | 264.2 | 264.2 | 285.4 | 354.6 | 2024-11-11 16:00 | 0.70835 | 0.7195 | 0.7195 | 0.57367 | 0.69096
11 | 11 | 17 | 213.1 | 245.7 | 245.7 | 370.3 | 386.6 | 2024-11-11 17:00 | 0.63745 | 0.66912 | 0.66912 | 0.74432 | 0.75331
11 | 11 | 18 | 292.8 | 309.2 | 309.2 | 408.85 | 452.4 | 2024-11-11 18:00 | 0.87586 | 0.84205 | 0.84205 | 0.82181 | 0.88153
11 | 11 | 19 | 301.6 | 324.9 | 324.9 | 424.1 | 467.4 | 2024-11-11 19:00 | 0.90218 | 0.8848 | 0.8848 | 0.85246 | 0.91076
11 | 11 | 20 | 318.3 | 329.2 | 329.2 | 449.1 | 452.9 | 2024-11-11 20:00 | 0.95214 | 0.89651 | 0.89651 | 0.90271 | 0.8825
11 | 11 | 21 | 280 | 320 | 320 | 397.3 | 455 | 2024-11-11 21:00 | 0.83757 | 0.87146 | 0.87146 | 0.79859 | 0.88659
11 | 11 | 22 | 264.2 | 289.4 | 289.4 | 351.2 | 422 | 2024-11-11 22:00 | 0.79031 | 0.78813 | 0.78813 | 0.70593 | 0.82229
11 | 11 | 23 | 243.1 | 287.6 | 287.6 | 345.4 | 399.2 | 2024-11-11 23:00 | 0.72719 | 0.78322 | 0.78322 | 0.69427 | 0.77786
11 | 12 | 0 | 259.3 | 257.1 | 257.1 | 311.9 | 351 | 2024-11-12 | 0.77565 | 0.70016 | 0.70016 | 0.62693 | 0.68394
11 | 12 | 1 | 249 | 243.9 | 243.9 | 289.2 | 348 | 2024-11-12 01:00 | 0.74484 | 0.66422 | 0.66422 | 0.58131 | 0.6781
11 | 12 | 2 | 251.8 | 241.8 | 241.8 | 260.2 | 343 | 2024-11-12 02:00 | 0.75322 | 0.6585 | 0.6585 | 0.52302 | 0.66836
11 | 12 | 3 | 241.2 | 242.8 | 242.8 | 268.2 | 333 | 2024-11-12 03:00 | 0.72151 | 0.66122 | 0.66122 | 0.5391 | 0.64887
11 | 12 | 4 | 239 | 239 | 239 | 272.2 | 329 | 2024-11-12 04:00 | 0.71493 | 0.65087 | 0.65087 | 0.54714 | 0.64108
11 | 12 | 5 | 241.1 | 243.1 | 243.1 | 299.2 | 346 | 2024-11-12 05:00 | 0.72121 | 0.66204 | 0.66204 | 0.60141 | 0.6742
11 | 12 | 6 | 235.8 | 264.2 | 264.2 | 314.1 | 365 | 2024-11-12 06:00 | 0.70535 | 0.7195 | 0.7195 | 0.63136 | 0.71122
11 | 12 | 7 | 235.4 | 244.2 | 244.2 | 313.7 | 332 | 2024-11-12 07:00 | 0.70416 | 0.66503 | 0.66503 | 0.63055 | 0.64692
11 | 12 | 8 | 236.2 | 239.1 | 239.1 | 320.4 | 345 | 2024-11-12 08:00 | 0.70655 | 0.65114 | 0.65114 | 0.64402 | 0.67225
11 | 12 | 9 | 228.1 | 235 | 235 | 295.4 | 361 | 2024-11-12 09:00 | 0.68232 | 0.63998 | 0.63998 | 0.59377 | 0.70343
11 | 12 | 10 | 221 | 238 | 238 | 302.4 | 349 | 2024-11-12 10:00 | 0.66108 | 0.64815 | 0.64815 | 0.60784 | 0.68005
11 | 12 | 11 | 216 | 229.5 | 229.5 | 307.4 | 350 | 2024-11-12 11:00 | 0.64613 | 0.625 | 0.625 | 0.61789 | 0.682
11 | 12 | 12 | 207.4 | 228.9 | 228.9 | 301.3 | 360 | 2024-11-12 12:00 | 0.6204 | 0.62337 | 0.62337 | 0.60563 | 0.70148
11 | 12 | 13 | 209.9 | 231.9 | 231.9 | 277.35 | 354 | 2024-11-12 13:00 | 0.62788 | 0.63154 | 0.63154 | 0.55749 | 0.68979
11 | 12 | 14 | 203 | 237.8 | 237.8 | 285.4 | 360 | 2024-11-12 14:00 | 0.60724 | 0.6476 | 0.6476 | 0.57367 | 0.70148
11 | 12 | 15 | 210.1 | 227.5 | 227.5 | 291.05 | 347 | 2024-11-12 15:00 | 0.62848 | 0.61955 | 0.61955 | 0.58503 | 0.67615
11 | 12 | 16 | 218.8 | 235.4 | 235.4 | 359.55 | 356.7 | 2024-11-12 16:00 | 0.6545 | 0.64107 | 0.64107 | 0.72271 | 0.69505
11 | 12 | 17 | 239.6 | 245.9 | 245.9 | 350.45 | 357.8 | 2024-11-12 17:00 | 0.71672 | 0.66966 | 0.66966 | 0.70442 | 0.69719
11 | 12 | 18 | 285.9 | 298.1 | 298.1 | 421.45 | 437.6 | 2024-11-12 18:00 | 0.85522 | 0.81182 | 0.81182 | 0.84714 | 0.85269
11 | 12 | 19 | 304.1 | 347.1 | 347.1 | 457.95 | 449.1 | 2024-11-12 19:00 | 0.90966 | 0.94526 | 0.94526 | 0.9205 | 0.8751
11 | 12 | 20 | 308.8 | 343.9 | 343.9 | 437.95 | 475.9 | 2024-11-12 20:00 | 0.92372 | 0.93655 | 0.93655 | 0.8803 | 0.92732
11 | 12 | 21 | 289.7 | 315 | 315 | 426.15 | 462.3 | 2024-11-12 21:00 | 0.86659 | 0.85784 | 0.85784 | 0.85658 | 0.90082
11 | 12 | 22 | 281.2 | 295.1 | 295.1 | 397.35 | 440.2 | 2024-11-12 22:00 | 0.84116 | 0.80365 | 0.80365 | 0.79869 | 0.85776
11 | 12 | 23 | 254.7 | 298.9 | 298.9 | 357.1 | 427.9 | 2024-11-12 23:00 | 0.76189 | 0.814 | 0.814 | 0.71779 | 0.83379
11 | 13 | 0 | 246.9 | 272.4 | 272.4 | 346.65 | 377.3 | 2024-11-13 | 0.73856 | 0.74183 | 0.74183 | 0.69678 | 0.73519
11 | 13 | 1 | 256.7 | 266.5 | 266.5 | 338.65 | 372.4 | 2024-11-13 01:00 | 0.76787 | 0.72576 | 0.72576 | 0.6807 | 0.72564
11 | 13 | 2 | 235.7 | 260.5 | 260.5 | 328.65 | 360.3 | 2024-11-13 02:00 | 0.70506 | 0.70942 | 0.70942 | 0.6606 | 0.70207
11 | 13 | 3 | 230.2 | 258.8 | 258.8 | 318.65 | 350.4 | 2024-11-13 03:00 | 0.6886 | 0.70479 | 0.70479 | 0.6405 | 0.68277
11 | 13 | 4 | 230.1 | 260.7 | 260.7 | 320.65 | 331.9 | 2024-11-13 04:00 | 0.6883 | 0.70997 | 0.70997 | 0.64452 | 0.64673
11 | 13 | 5 | 240.7 | 260.8 | 260.8 | 328.65 | 331 | 2024-11-13 05:00 | 0.72001 | 0.71024 | 0.71024 | 0.6606 | 0.64497
11 | 13 | 6 | 241.6 | 279.5 | 279.5 | 348.55 | 334 | 2024-11-13 06:00 | 0.7227 | 0.76117 | 0.76117 | 0.7006 | 0.65082
11 | 13 | 7 | 228.2 | 253.7 | 253.7 | 350.55 | 364 | 2024-11-13 07:00 | 0.68262 | 0.6909 | 0.6909 | 0.70462 | 0.70928
11 | 13 | 8 | 223.2 | 229.3 | 229.3 | 344.55 | 365 | 2024-11-13 08:00 | 0.66766 | 0.62446 | 0.62446 | 0.69256 | 0.71122
11 | 13 | 9 | 221.4 | 242.3 | 242.3 | 342.55 | 362 | 2024-11-13 09:00 | 0.66228 | 0.65986 | 0.65986 | 0.68854 | 0.70538
11 | 13 | 10 | 222.3 | 211.6 | 211.6 | 325.55 | 342 | 2024-11-13 10:00 | 0.66497 | 0.57625 | 0.57625 | 0.65437 | 0.66641
11 | 13 | 11 | 226.6 | 223.4 | 223.4 | 335.55 | 365 | 2024-11-13 11:00 | 0.67783 | 0.60839 | 0.60839 | 0.67447 | 0.71122
11 | 13 | 12 | 221 | 224.5 | 224.5 | 320.55 | 374 | 2024-11-13 12:00 | 0.66108 | 0.61138 | 0.61138 | 0.64432 | 0.72876
11 | 13 | 13 | 216.1 | 225.4 | 225.4 | 347.55 | 378 | 2024-11-13 13:00 | 0.64643 | 0.61383 | 0.61383 | 0.69859 | 0.73655
11 | 13 | 14 | 220 | 213 | 213 | 333.15 | 385.3 | 2024-11-13 14:00 | 0.65809 | 0.58007 | 0.58007 | 0.66965 | 0.75078
11 | 13 | 15 | 215.9 | 220.7 | 220.7 | 340.85 | 387.7 | 2024-11-13 15:00 | 0.64583 | 0.60103 | 0.60103 | 0.68513 | 0.75546
11 | 13 | 16 | 227.6 | 264.5 | 264.5 | 313.95 | 381.6 | 2024-11-13 16:00 | 0.68083 | 0.72032 | 0.72032 | 0.63106 | 0.74357
11 | 13 | 17 | 232.8 | 261.6 | 261.6 | 371.05 | 367.6 | 2024-11-13 17:00 | 0.69638 | 0.71242 | 0.71242 | 0.74583 | 0.71629
11 | 13 | 18 | 302 | 301.1 | 301.1 | 416.65 | 442.7 | 2024-11-13 18:00 | 0.90338 | 0.81999 | 0.81999 | 0.83749 | 0.86263
11 | 13 | 19 | 316.9 | 324.2 | 324.2 | 423.25 | 448.5 | 2024-11-13 19:00 | 0.94795 | 0.8829 | 0.8829 | 0.85075 | 0.87393
11 | 13 | 20 | 316.8 | 327.9 | 327.9 | 435.75 | 444.9 | 2024-11-13 20:00 | 0.94765 | 0.89297 | 0.89297 | 0.87588 | 0.86691
11 | 13 | 21 | 313.9 | 319.1 | 319.1 | 413.55 | 427.3 | 2024-11-13 21:00 | 0.93898 | 0.86901 | 0.86901 | 0.83126 | 0.83262
11 | 13 | 22 | 264.8 | 298.6 | 298.6 | 434.15 | 398.4 | 2024-11-13 22:00 | 0.7921 | 0.81318 | 0.81318 | 0.87266 | 0.77631
11 | 13 | 23 | 286.9 | 263.7 | 263.7 | 380.35 | 395 | 2024-11-13 23:00 | 0.85821 | 0.71814 | 0.71814 | 0.76452 | 0.76968
11 | 14 | 0 | 264.8 | 259.5 | 259.5 | 353.85 | 359 | 2024-11-14 | 0.7921 | 0.7067 | 0.7067 | 0.71126 | 0.69953
11 | 14 | 1 | 255.8 | 260.9 | 260.9 | 337.55 | 349 | 2024-11-14 01:00 | 0.76518 | 0.71051 | 0.71051 | 0.67849 | 0.68005
11 | 14 | 2 | 251.7 | 257.3 | 257.3 | 329.65 | 340 | 2024-11-14 02:00 | 0.75292 | 0.70071 | 0.70071 | 0.66261 | 0.66251
11 | 14 | 3 | 246.7 | 254.1 | 254.1 | 329.65 | 333 | 2024-11-14 03:00 | 0.73796 | 0.69199 | 0.69199 | 0.66261 | 0.64887
11 | 14 | 4 | 249.7 | 246.7 | 246.7 | 317.65 | 333 | 2024-11-14 04:00 | 0.74693 | 0.67184 | 0.67184 | 0.63849 | 0.64887
11 | 14 | 5 | 239.9 | 247.7 | 247.7 | 323.65 | 354 | 2024-11-14 05:00 | 0.71762 | 0.67456 | 0.67456 | 0.65055 | 0.68979
11 | 14 | 6 | 253.9 | 252.2 | 252.2 | 333.45 | 349.4 | 2024-11-14 06:00 | 0.7595 | 0.68682 | 0.68682 | 0.67025 | 0.68083
11 | 14 | 7 | 246.3 | 249.2 | 249.2 | 333.45 | 313.4 | 2024-11-14 07:00 | 0.73676 | 0.67865 | 0.67865 | 0.67025 | 0.61068
11 | 14 | 8 | 244.4 | 237.9 | 237.9 | 335.45 | 312.3 | 2024-11-14 08:00 | 0.73108 | 0.64788 | 0.64788 | 0.67427 | 0.60853
11 | 14 | 9 | 239.3 | 234.5 | 234.5 | 331.45 | 308.6 | 2024-11-14 09:00 | 0.71582 | 0.63862 | 0.63862 | 0.66623 | 0.60133
11 | 14 | 10 | 240.4 | 242.6 | 242.6 | 330.7 | 320 | 2024-11-14 10:00 | 0.71911 | 0.66068 | 0.66068 | 0.66472 | 0.62354
11 | 14 | 11 | 237.1 | 240.5 | 240.5 | 329.7 | 334 | 2024-11-14 11:00 | 0.70924 | 0.65496 | 0.65496 | 0.66271 | 0.65082
11 | 14 | 12 | 236.8 | 243.4 | 243.4 | 329.7 | 336 | 2024-11-14 12:00 | 0.70835 | 0.66285 | 0.66285 | 0.66271 | 0.65472
11 | 14 | 13 | 249.5 | 242.3 | 242.3 | 329.6 | 344 | 2024-11-14 13:00 | 0.74634 | 0.65986 | 0.65986 | 0.66251 | 0.6703
11 | 14 | 14 | 252.5 | 242.1 | 242.1 | 327.55 | 364 | 2024-11-14 14:00 | 0.75531 | 0.65931 | 0.65931 | 0.65839 | 0.70928
11 | 14 | 15 | 234.5 | 227.6 | 227.6 | 336.85 | 390 | 2024-11-14 15:00 | 0.70147 | 0.61983 | 0.61983 | 0.67709 | 0.75994
11 | 14 | 16 | 232.96 | 158.5 | 158.5 | 336.85 | 388.3 | 2024-11-14 16:00 | 0.69686 | 0.43164 | 0.43164 | 0.67709 | 0.75663
11 | 14 | 17 | 233.8 | 230.3 | 230.3 | 350.55 | 388.9 | 2024-11-14 17:00 | 0.69937 | 0.62718 | 0.62718 | 0.70462 | 0.75779
11 | 14 | 18 | 267.3 | 25.6 | 25.6 | 403.2 | 403.5 | 2024-11-14 18:00 | 0.79958 | 0.069717 | 0.069717 | 0.81045 | 0.78624
11 | 14 | 19 | 290 | 152.8 | 152.8 | 461.15 | 440.8 | 2024-11-14 19:00 | 0.86748 | 0.41612 | 0.41612 | 0.92693 | 0.85892
11 | 14 | 20 | 292.8 | 308.8 | 308.8 | 436.35 | 436.9 | 2024-11-14 20:00 | 0.87586 | 0.84096 | 0.84096 | 0.87709 | 0.85133
11 | 14 | 21 | 304.2 | 313.5 | 313.5 | 435.45 | 437.7 | 2024-11-14 21:00 | 0.90996 | 0.85376 | 0.85376 | 0.87528 | 0.85288
11 | 14 | 22 | 286.2 | 293.3 | 293.3 | 397.05 | 449 | 2024-11-14 22:00 | 0.85612 | 0.79875 | 0.79875 | 0.79809 | 0.8749
11 | 14 | 23 | 270.3 | 267.3 | 267.3 | 371.15 | 379.3 | 2024-11-14 23:00 | 0.80856 | 0.72794 | 0.72794 | 0.74603 | 0.73909
11 | 15 | 0 | 243.6 | 226.3 | 226.3 | 363.5 | 359 | 2024-11-15 | 0.72869 | 0.61629 | 0.61629 | 0.73065 | 0.69953
11 | 15 | 1 | 241.5 | 228.2 | 228.2 | 336.7 | 346 | 2024-11-15 01:00 | 0.72241 | 0.62146 | 0.62146 | 0.67678 | 0.6742
11 | 15 | 2 | 235.6 | 238.2 | 238.2 | 323.7 | 335 | 2024-11-15 02:00 | 0.70476 | 0.64869 | 0.64869 | 0.65065 | 0.65277
11 | 15 | 3 | 234.4 | 234.3 | 234.3 | 311.7 | 321 | 2024-11-15 03:00 | 0.70117 | 0.63807 | 0.63807 | 0.62653 | 0.62549
11 | 15 | 4 | 217.5 | 236 | 236 | 319.7 | 324 | 2024-11-15 04:00 | 0.65061 | 0.6427 | 0.6427 | 0.64261 | 0.63133
11 | 15 | 5 | 224.5 | 253.1 | 253.1 | 326.7 | 359 | 2024-11-15 05:00 | 0.67155 | 0.68927 | 0.68927 | 0.65668 | 0.69953
11 | 15 | 6 | 237.6 | 259.1 | 259.1 | 367.3 | 377 | 2024-11-15 06:00 | 0.71074 | 0.70561 | 0.70561 | 0.73829 | 0.73461
11 | 15 | 7 | 236.6 | 247.9 | 247.9 | 328.8 | 332 | 2024-11-15 07:00 | 0.70775 | 0.67511 | 0.67511 | 0.6609 | 0.64692
11 | 15 | 8 | 236 | 247.5 | 247.5 | 328.4 | 331 | 2024-11-15 08:00 | 0.70595 | 0.67402 | 0.67402 | 0.6601 | 0.64497
11 | 15 | 9 | 219.8 | 269 | 269 | 334.55 | 289 | 2024-11-15 09:00 | 0.65749 | 0.73257 | 0.73257 | 0.67246 | 0.56313
11 | 15 | 10 | 229.8 | 232.3 | 232.3 | 323.45 | 319 | 2024-11-15 10:00 | 0.68741 | 0.63263 | 0.63263 | 0.65015 | 0.62159
11 | 15 | 11 | 211.8 | 211 | 211 | 341.85 | 324 | 2024-11-15 11:00 | 0.63356 | 0.57462 | 0.57462 | 0.68714 | 0.63133
11 | 15 | 12 | 231.9 | 191.7 | 191.7 | 338.25 | 326 | 2024-11-15 12:00 | 0.69369 | 0.52206 | 0.52206 | 0.6799 | 0.63523
11 | 15 | 13 | 223.9 | 194.4 | 194.4 | 335.75 | 325 | 2024-11-15 13:00 | 0.66976 | 0.52941 | 0.52941 | 0.67487 | 0.63328
11 | 15 | 14 | 237.1 | 177.3 | 177.3 | 356.6 | 330 | 2024-11-15 14:00 | 0.70924 | 0.48284 | 0.48284 | 0.71678 | 0.64302
11 | 15 | 15 | 234.3 | 170.1 | 170.1 | 370.1 | 329 | 2024-11-15 15:00 | 0.70087 | 0.46324 | 0.46324 | 0.74392 | 0.64108
11 | 15 | 16 | 237.9 | 182.1 | 182.1 | 366.8 | 359.3 | 2024-11-15 16:00 | 0.71164 | 0.49592 | 0.49592 | 0.73729 | 0.70012
11 | 15 | 17 | 240.8 | 226.3 | 226.3 | 396.1 | 373.3 | 2024-11-15 17:00 | 0.72031 | 0.61629 | 0.61629 | 0.79618 | 0.7274
11 | 15 | 18 | 307.1 | 301.4 | 301.4 | 438.55 | 413.3 | 2024-11-15 18:00 | 0.91864 | 0.82081 | 0.82081 | 0.88151 | 0.80534
11 | 15 | 19 | 316.9 | 340.4 | 340.4 | 451.1 | 433.5 | 2024-11-15 19:00 | 0.94795 | 0.92702 | 0.92702 | 0.90673 | 0.8447
11 | 15 | 20 | 324.3 | 344.2 | 344.2 | 469.55 | 435.8 | 2024-11-15 20:00 | 0.97009 | 0.93736 | 0.93736 | 0.94382 | 0.84918
11 | 15 | 21 | 308.2 | 341.4 | 341.4 | 466.7 | 426.8 | 2024-11-15 21:00 | 0.92193 | 0.92974 | 0.92974 | 0.93809 | 0.83164
11 | 15 | 22 | 266.2 | 315.7 | 315.7 | 440.45 | 408.8 | 2024-11-15 22:00 | 0.79629 | 0.85975 | 0.85975 | 0.88533 | 0.79657
11 | 15 | 23 | 266.2 | 292.8 | 292.8 | 396.95 | 377.3 | 2024-11-15 23:00 | 0.79629 | 0.79739 | 0.79739 | 0.79789 | 0.73519
11 | 16 | 0 | 260.9 | 285 | 285 | 383.1 | 352.2 | 2024-11-16 | 0.78044 | 0.77614 | 0.77614 | 0.77005 | 0.68628
11 | 16 | 1 | 253.9 | 268.4 | 268.4 | 361.3 | 333 | 2024-11-16 01:00 | 0.7595 | 0.73094 | 0.73094 | 0.72623 | 0.64887
11 | 16 | 2 | 255.9 | 260.8 | 260.8 | 354.3 | 322 | 2024-11-16 02:00 | 0.76548 | 0.71024 | 0.71024 | 0.71216 | 0.62744
11 | 16 | 3 | 255.1 | 260.1 | 260.1 | 340 | 318 | 2024-11-16 03:00 | 0.76309 | 0.70833 | 0.70833 | 0.68342 | 0.61964
11 | 16 | 4 | 246 | 259.7 | 259.7 | 341 | 313 | 2024-11-16 04:00 | 0.73587 | 0.70724 | 0.70724 | 0.68543 | 0.6099
11 | 16 | 5 | 251.1 | 270.1 | 270.1 | 347.45 | 337 | 2024-11-16 05:00 | 0.75112 | 0.73557 | 0.73557 | 0.69839 | 0.65666
11 | 16 | 6 | 265.2 | 290 | 290 | 384.25 | 395 | 2024-11-16 06:00 | 0.7933 | 0.78976 | 0.78976 | 0.77236 | 0.76968
11 | 16 | 7 | 243.2 | 260.4 | 260.4 | 277.85 | 344 | 2024-11-16 07:00 | 0.72749 | 0.70915 | 0.70915 | 0.55849 | 0.6703
11 | 16 | 8 | 211.7 | 251.6 | 251.6 | 342.55 | 334 | 2024-11-16 08:00 | 0.63326 | 0.68519 | 0.68519 | 0.68854 | 0.65082
11 | 16 | 9 | 191.5 | 248.5 | 248.5 | 343.6 | 337 | 2024-11-16 09:00 | 0.57284 | 0.67674 | 0.67674 | 0.69065 | 0.65666
11 | 16 | 10 | 193 | 236.3 | 236.3 | 359.6 | 345 | 2024-11-16 10:00 | 0.57733 | 0.64352 | 0.64352 | 0.72281 | 0.67225
11 | 16 | 11 | 185.8 | 181 | 181 | 359.6 | 339 | 2024-11-16 11:00 | 0.55579 | 0.49292 | 0.49292 | 0.72281 | 0.66056
11 | 16 | 12 | 191 | 192.7 | 192.7 | 361.65 | 335 | 2024-11-16 12:00 | 0.57134 | 0.52478 | 0.52478 | 0.72693 | 0.65277
11 | 16 | 13 | 188 | 188.1 | 188.1 | 339.75 | 335 | 2024-11-16 13:00 | 0.56237 | 0.51225 | 0.51225 | 0.68291 | 0.65277
11 | 16 | 14 | 191.1 | 197.4 | 197.4 | 352.75 | 356 | 2024-11-16 14:00 | 0.57164 | 0.53758 | 0.53758 | 0.70905 | 0.69369
11 | 16 | 15 | 188.9 | 196 | 196 | 353.75 | 353.7 | 2024-11-16 15:00 | 0.56506 | 0.53377 | 0.53377 | 0.71106 | 0.6892
11 | 16 | 16 | 190.8 | 219.4 | 219.4 | 348.65 | 363.7 | 2024-11-16 16:00 | 0.57074 | 0.59749 | 0.59749 | 0.7008 | 0.70869
11 | 16 | 17 | 201.5 | 260.3 | 260.3 | 339.8 | 377.7 | 2024-11-16 17:00 | 0.60275 | 0.70888 | 0.70888 | 0.68302 | 0.73597
11 | 16 | 18 | 263.7 | 302.5 | 302.5 | 436.8 | 396.3 | 2024-11-16 18:00 | 0.78881 | 0.8238 | 0.8238 | 0.87799 | 0.77221
11 | 16 | 19 | 274.8 | 328.5 | 328.5 | 458.3 | 328.8 | 2024-11-16 19:00 | 0.82202 | 0.89461 | 0.89461 | 0.92121 | 0.64069
11 | 16 | 20 | 331 | 336.1 | 336.1 | 458.3 | 383.1 | 2024-11-16 20:00 | 0.99013 | 0.91531 | 0.91531 | 0.92121 | 0.74649
11 | 16 | 21 | 313.4 | 321.4 | 321.4 | 451.2 | 340.9 | 2024-11-16 21:00 | 0.93748 | 0.87527 | 0.87527 | 0.90693 | 0.66426
11 | 16 | 22 | 287.5 | 309.6 | 309.6 | 434 | 350.8 | 2024-11-16 22:00 | 0.86001 | 0.84314 | 0.84314 | 0.87236 | 0.68355
11 | 16 | 23 | 269.5 | 292.7 | 292.7 | 417.3 | 326.3 | 2024-11-16 23:00 | 0.80616 | 0.79711 | 0.79711 | 0.83879 | 0.63581
11 | 17 | 0 | 239 | 268.3 | 268.3 | 394.75 | 314.4 | 2024-11-17 | 0.71493 | 0.73066 | 0.73066 | 0.79347 | 0.61263
11 | 17 | 1 | 240.1 | 263.3 | 263.3 | 368.95 | 297 | 2024-11-17 01:00 | 0.71822 | 0.71705 | 0.71705 | 0.74161 | 0.57872
11 | 17 | 2 | 240.2 | 249.7 | 249.7 | 363.95 | 301 | 2024-11-17 02:00 | 0.71852 | 0.68001 | 0.68001 | 0.73156 | 0.58652
11 | 17 | 3 | 239.3 | 245.7 | 245.7 | 350.95 | 298 | 2024-11-17 03:00 | 0.71582 | 0.66912 | 0.66912 | 0.70543 | 0.58067
11 | 17 | 4 | 237.3 | 247.6 | 247.6 | 350.95 | 303 | 2024-11-17 04:00 | 0.70984 | 0.67429 | 0.67429 | 0.70543 | 0.59041
11 | 17 | 5 | 244.2 | 247 | 247 | 362.85 | 331 | 2024-11-17 05:00 | 0.73048 | 0.67266 | 0.67266 | 0.72935 | 0.64497
11 | 17 | 6 | 263.6 | 253.9 | 253.9 | 398 | 379 | 2024-11-17 06:00 | 0.78851 | 0.69145 | 0.69145 | 0.8 | 0.7385
11 | 17 | 7 | 243.1 | 256.9 | 256.9 | 354 | 361 | 2024-11-17 07:00 | 0.72719 | 0.69962 | 0.69962 | 0.71156 | 0.70343
11 | 17 | 8 | 249.3 | 235.5 | 235.5 | 364.8 | 271.6 | 2024-11-17 08:00 | 0.74574 | 0.64134 | 0.64134 | 0.73327 | 0.52923
11 | 17 | 9 | 236 | 217.5 | 217.5 | 347.8 | 251.8 | 2024-11-17 09:00 | 0.70595 | 0.59232 | 0.59232 | 0.6991 | 0.49065
11 | 17 | 10 | 230.1 | 214.2 | 214.2 | 347.65 | 285.1 | 2024-11-17 10:00 | 0.6883 | 0.58333 | 0.58333 | 0.69879 | 0.55553
11 | 17 | 11 | 216.4 | 216.5 | 216.5 | 333.8 | 288.4 | 2024-11-17 11:00 | 0.64732 | 0.5896 | 0.5896 | 0.67095 | 0.56196
11 | 17 | 12 | 214.7 | 228.2 | 228.2 | 363.8 | 291.2 | 2024-11-17 12:00 | 0.64224 | 0.62146 | 0.62146 | 0.73126 | 0.56742
11 | 17 | 13 | 223.4 | 233.1 | 233.1 | 356.8 | 297 | 2024-11-17 13:00 | 0.66826 | 0.6348 | 0.6348 | 0.71719 | 0.57872
11 | 17 | 14 | 231.3 | 223.7 | 223.7 | 363.9 | 306 | 2024-11-17 14:00 | 0.69189 | 0.6092 | 0.6092 | 0.73146 | 0.59626
11 | 17 | 15 | 221.2 | 227.9 | 227.9 | 367.4 | 317.8 | 2024-11-17 15:00 | 0.66168 | 0.62064 | 0.62064 | 0.73849 | 0.61925
11 | 17 | 16 | 220.5 | 248.2 | 248.2 | 384.4 | 194.2 | 2024-11-17 16:00 | 0.65959 | 0.67593 | 0.67593 | 0.77266 | 0.37841
11 | 17 | 17 | 239.1 | 206.6 | 206.6 | 406.55 | 125.8 | 2024-11-17 17:00 | 0.71523 | 0.56264 | 0.56264 | 0.81719 | 0.24513
11 | 17 | 18 | 279.4 | 303.5 | 303.5 | 422.2 | 341.3 | 2024-11-17 18:00 | 0.83578 | 0.82653 | 0.82653 | 0.84864 | 0.66504
11 | 17 | 19 | 287.6 | 330.6 | 330.6 | 467.75 | 463.2 | 2024-11-17 19:00 | 0.86031 | 0.90033 | 0.90033 | 0.9402 | 0.90257
11 | 17 | 20 | 289.5 | 332.4 | 332.4 | 476.85 | 483.7 | 2024-11-17 20:00 | 0.86599 | 0.90523 | 0.90523 | 0.95849 | 0.94252
11 | 17 | 21 | 280.7 | 330.9 | 330.9 | 461.35 | 475.6 | 2024-11-17 21:00 | 0.83966 | 0.90114 | 0.90114 | 0.92734 | 0.92673
11 | 17 | 22 | 265.6 | 312 | 312 | 421.4 | 477.8 | 2024-11-17 22:00 | 0.7945 | 0.84967 | 0.84967 | 0.84704 | 0.93102
11 | 17 | 23 | 241.7 | 292.8 | 292.8 | 406.3 | 403.7 | 2024-11-17 23:00 | 0.723 | 0.79739 | 0.79739 | 0.81668 | 0.78663
11 | 18 | 0 | 239.6 | 281.5 | 281.5 | 396.35 | 389.3 | 2024-11-18 | 0.71672 | 0.76661 | 0.76661 | 0.79668 | 0.75857
11 | 18 | 1 | 245.2 | 278.2 | 278.2 | 378.35 | 385.2 | 2024-11-18 01:00 | 0.73347 | 0.75763 | 0.75763 | 0.7605 | 0.75058
11 | 18 | 2 | 238.4 | 265.6 | 265.6 | 299.35 | 361 | 2024-11-18 02:00 | 0.71313 | 0.72331 | 0.72331 | 0.60171 | 0.70343
11 | 18 | 3 | 236.5 | 258.5 | 258.5 | 327.35 | 352 | 2024-11-18 03:00 | 0.70745 | 0.70398 | 0.70398 | 0.65799 | 0.68589
11 | 18 | 4 | 229.5 | 258.8 | 258.8 | 337.35 | 351 | 2024-11-18 04:00 | 0.68651 | 0.70479 | 0.70479 | 0.67809 | 0.68394
11 | 18 | 5 | 233.9 | 258.3 | 258.3 | 350.35 | 372 | 2024-11-18 05:00 | 0.69967 | 0.70343 | 0.70343 | 0.70422 | 0.72486
11 | 18 | 6 | 251.8 | 266.1 | 266.1 | 370.3 | 417 | 2024-11-18 06:00 | 0.75322 | 0.72467 | 0.72467 | 0.74432 | 0.81255
11 | 18 | 7 | 236.6 | 265.7 | 265.7 | 350.5 | 372 | 2024-11-18 07:00 | 0.70775 | 0.72358 | 0.72358 | 0.70452 | 0.72486
11 | 18 | 8 | 233.4 | 241.7 | 241.7 | 323.4 | 327.3 | 2024-11-18 08:00 | 0.69818 | 0.65822 | 0.65822 | 0.65005 | 0.63776
11 | 18 | 9 | 217.4 | 234.4 | 234.4 | 315.85 | 381.6 | 2024-11-18 09:00 | 0.65031 | 0.63834 | 0.63834 | 0.63487 | 0.74357
11 | 18 | 10 | 214.2 | 213.2 | 213.2 | 327.85 | 122 | 2024-11-18 10:00 | 0.64074 | 0.58061 | 0.58061 | 0.65899 | 0.23772
11 | 18 | 11 | 219.8 | 217.5 | 217.5 | 336.85 | 152.9 | 2024-11-18 11:00 | 0.65749 | 0.59232 | 0.59232 | 0.67709 | 0.29793
11 | 18 | 12 | 199.8 | 198.3 | 198.3 | 338.85 | 245.7 | 2024-11-18 12:00 | 0.59767 | 0.54003 | 0.54003 | 0.68111 | 0.47876
11 | 18 | 13 | 207.5 | 202.3 | 202.3 | 338.85 | 314 | 2024-11-18 13:00 | 0.6207 | 0.55093 | 0.55093 | 0.68111 | 0.61185
11 | 18 | 14 | 211.6 | 205.1 | 205.1 | 338.85 | 340.4 | 2024-11-18 14:00 | 0.63296 | 0.55855 | 0.55855 | 0.68111 | 0.66329
11 | 18 | 15 | 214.4 | 243.5 | 243.5 | 344.15 | 340 | 2024-11-18 15:00 | 0.64134 | 0.66313 | 0.66313 | 0.69176 | 0.66251
11 | 18 | 16 | 224.5 | 249.1 | 249.1 | 337 | 366.3 | 2024-11-18 16:00 | 0.67155 | 0.67838 | 0.67838 | 0.67739 | 0.71376
11 | 18 | 17 | 248.6 | 256.4 | 256.4 | 371.3 | 382.4 | 2024-11-18 17:00 | 0.74364 | 0.69826 | 0.69826 | 0.74633 | 0.74513
11 | 18 | 18 | 293 | 324 | 324 | 482.3 | 451.3 | 2024-11-18 18:00 | 0.87646 | 0.88235 | 0.88235 | 0.96945 | 0.87938
11 | 18 | 19 | 311.4 | 336.1 | 336.1 | 464.1 | 464.6 | 2024-11-18 19:00 | 0.9315 | 0.91531 | 0.91531 | 0.93286 | 0.9053
11 | 18 | 20 | 304.7 | 334.8 | 334.8 | 461.4 | 460.5 | 2024-11-18 20:00 | 0.91146 | 0.91176 | 0.91176 | 0.92744 | 0.89731
11 | 18 | 21 | 301.8 | 321.7 | 321.7 | 411.7 | 452.7 | 2024-11-18 21:00 | 0.90278 | 0.87609 | 0.87609 | 0.82754 | 0.88211
11 | 18 | 22 | 285.5 | 298.2 | 298.2 | 465.8 | 428.6 | 2024-11-18 22:00 | 0.85402 | 0.81209 | 0.81209 | 0.93628 | 0.83515
11 | 18 | 23 | 260.5 | 275.9 | 275.9 | 416.6 | 480.2 | 2024-11-18 23:00 | 0.77924 | 0.75136 | 0.75136 | 0.83739 | 0.9357
11 | 19 | 0 | 250.7 | 255.9 | 255.9 | 361.95 | 366.5 | 2024-11-19 | 0.74993 | 0.6969 | 0.6969 | 0.72754 | 0.71415
11 | 19 | 1 | 248.6 | 248.7 | 248.7 | 381.95 | 360 | 2024-11-19 01:00 | 0.74364 | 0.67729 | 0.67729 | 0.76774 | 0.70148
11 | 19 | 2 | 244.6 | 244.7 | 244.7 | 369.95 | 345 | 2024-11-19 02:00 | 0.73168 | 0.66639 | 0.66639 | 0.74362 | 0.67225
11 | 19 | 3 | 241.7 | 244.7 | 244.7 | 401.05 | 331 | 2024-11-19 03:00 | 0.723 | 0.66639 | 0.66639 | 0.80613 | 0.64497
11 | 19 | 4 | 233.6 | 239.9 | 239.9 | 363.95 | 327 | 2024-11-19 04:00 | 0.69877 | 0.65332 | 0.65332 | 0.73156 | 0.63718
11 | 19 | 5 | 240.8 | 246.4 | 246.4 | 373.95 | 328 | 2024-11-19 05:00 | 0.72031 | 0.67102 | 0.67102 | 0.75166 | 0.63913
11 | 19 | 6 | 244.6 | 260.3 | 260.3 | 393.1 | 366 | 2024-11-19 06:00 | 0.73168 | 0.70888 | 0.70888 | 0.79015 | 0.71317
11 | 19 | 7 | 245.8 | 247.8 | 247.8 | 366.1 | 369 | 2024-11-19 07:00 | 0.73527 | 0.67484 | 0.67484 | 0.73588 | 0.71902
11 | 19 | 8 | 228.7 | 218 | 218 | 379.8 | 345 | 2024-11-19 08:00 | 0.68412 | 0.59368 | 0.59368 | 0.76342 | 0.67225
11 | 19 | 9 | 225.7 | 241.1 | 241.1 | 354.4 | 345 | 2024-11-19 09:00 | 0.67514 | 0.65659 | 0.65659 | 0.71236 | 0.67225
11 | 19 | 10 | 218.7 | 232.4 | 232.4 | 356.1 | 347 | 2024-11-19 10:00 | 0.6542 | 0.6329 | 0.6329 | 0.71578 | 0.67615
11 | 19 | 11 | 219.6 | 215 | 215 | 367.9 | 346 | 2024-11-19 11:00 | 0.6569 | 0.58551 | 0.58551 | 0.7395 | 0.6742
11 | 19 | 12 | 228.7 | 200.8 | 200.8 | 362 | 367 | 2024-11-19 12:00 | 0.68412 | 0.54684 | 0.54684 | 0.72764 | 0.71512
11 | 19 | 13 | 223.3 | 205.7 | 205.7 | 374.9 | 354 | 2024-11-19 13:00 | 0.66796 | 0.56019 | 0.56019 | 0.75357 | 0.68979
11 | 19 | 14 | 229.1 | 198.6 | 198.6 | 378.9 | 292 | 2024-11-19 14:00 | 0.68531 | 0.54085 | 0.54085 | 0.76161 | 0.56898
11 | 19 | 15 | 221.7 | 180.2 | 180.2 | 370.9 | 93 | 2024-11-19 15:00 | 0.66318 | 0.49074 | 0.49074 | 0.74553 | 0.18122
11 | 19 | 16 | 232.7 | 187.8 | 187.8 | 390.1 | 244 | 2024-11-19 16:00 | 0.69608 | 0.51144 | 0.51144 | 0.78412 | 0.47545
11 | 19 | 17 | 237.4 | 254.8 | 254.8 | 395.7 | 367.7 | 2024-11-19 17:00 | 0.71014 | 0.6939 | 0.6939 | 0.79538 | 0.71648
11 | 19 | 18 | 297.2 | 311.2 | 311.2 | 420 | 427.1 | 2024-11-19 18:00 | 0.88902 | 0.84749 | 0.84749 | 0.84422 | 0.83223
11 | 19 | 19 | 304.8 | 325.7 | 325.7 | 471 | 451 | 2024-11-19 19:00 | 0.91176 | 0.88698 | 0.88698 | 0.94673 | 0.8788
11 | 19 | 20 | 286.6 | 326.4 | 326.4 | 458 | 455.9 | 2024-11-19 20:00 | 0.85731 | 0.88889 | 0.88889 | 0.9206 | 0.88835
11 | 19 | 21 | 283.6 | 321 | 321 | 453 | 443.1 | 2024-11-19 21:00 | 0.84834 | 0.87418 | 0.87418 | 0.91055 | 0.86341
11 | 19 | 22 | 270.05 | 303.6 | 303.6 | 474.7 | 424 | 2024-11-19 22:00 | 0.80781 | 0.8268 | 0.8268 | 0.95417 | 0.82619
11 | 19 | 23 | 254.95 | 283.2 | 283.2 | 415.3 | 392.6 | 2024-11-19 23:00 | 0.76264 | 0.77124 | 0.77124 | 0.83477 | 0.765
11 | 20 | 0 | 246 | 256.1 | 256.1 | 385.2 | 377.7 | 2024-11-20 | 0.73587 | 0.69744 | 0.69744 | 0.77427 | 0.73597
11 | 20 | 1 | 242.6 | 255.9 | 255.9 | 381 | 349.2 | 2024-11-20 01:00 | 0.7257 | 0.6969 | 0.6969 | 0.76583 | 0.68044
11 | 20 | 2 | 237.4 | 260.4 | 260.4 | 362 | 346.4 | 2024-11-20 02:00 | 0.71014 | 0.70915 | 0.70915 | 0.72764 | 0.67498
11 | 20 | 3 | 233.1 | 256.1 | 256.1 | 355 | 307 | 2024-11-20 03:00 | 0.69728 | 0.69744 | 0.69744 | 0.71357 | 0.59821
11 | 20 | 4 | 228.8 | 251.7 | 251.7 | 333 | 318 | 2024-11-20 04:00 | 0.68442 | 0.68546 | 0.68546 | 0.66935 | 0.61964
11 | 20 | 5 | 266.2 | 254.4 | 254.4 | 347.7 | 320 | 2024-11-20 05:00 | 0.79629 | 0.69281 | 0.69281 | 0.69889 | 0.62354
11 | 20 | 6 | 252.2 | 251.4 | 251.4 | 361.6 | 333 | 2024-11-20 06:00 | 0.75441 | 0.68464 | 0.68464 | 0.72683 | 0.64887
11 | 20 | 7 | 237 | 257.2 | 257.2 | 336.6 | 346 | 2024-11-20 07:00 | 0.70894 | 0.70044 | 0.70044 | 0.67658 | 0.6742
11 | 20 | 8 | 229.2 | 255.5 | 255.5 | 333.6 | 337 | 2024-11-20 08:00 | 0.68561 | 0.69581 | 0.69581 | 0.67055 | 0.65666
11 | 20 | 9 | 227.2 | 227.6 | 227.6 | 350.9 | 324.7 | 2024-11-20 09:00 | 0.67963 | 0.61983 | 0.61983 | 0.70533 | 0.6327
11 | 20 | 10 | 227.3 | 243.5 | 243.5 | 344.9 | 362.2 | 2024-11-20 10:00 | 0.67993 | 0.66313 | 0.66313 | 0.69327 | 0.70577
11 | 20 | 11 | 201.3 | 210.9 | 210.9 | 344.9 | 352.3 | 2024-11-20 11:00 | 0.60215 | 0.57435 | 0.57435 | 0.69327 | 0.68648
11 | 20 | 12 | 202.3 | 215.9 | 215.9 | 352.9 | 362.2 | 2024-11-20 12:00 | 0.60515 | 0.58796 | 0.58796 | 0.70935 | 0.70577
11 | 20 | 13 | 199.2 | 184.8 | 184.8 | 346 | 379.3 | 2024-11-20 13:00 | 0.59587 | 0.50327 | 0.50327 | 0.69548 | 0.73909
11 | 20 | 14 | 177.2 | 183 | 183 | 373.2 | 387.6 | 2024-11-20 14:00 | 0.53006 | 0.49837 | 0.49837 | 0.75015 | 0.75526
11 | 20 | 15 | 167.4 | 182.2 | 182.2 | 371.7 | 389.6 | 2024-11-20 15:00 | 0.50075 | 0.49619 | 0.49619 | 0.74714 | 0.75916
11 | 20 | 16 | 163.4 | 185.1 | 185.1 | 378.5 | 386.6 | 2024-11-20 16:00 | 0.48878 | 0.50408 | 0.50408 | 0.7608 | 0.75331
11 | 20 | 17 | 181.7 | 214.3 | 214.3 | 399.45 | 377.3 | 2024-11-20 17:00 | 0.54352 | 0.58361 | 0.58361 | 0.80291 | 0.73519
11 | 20 | 18 | 211.1 | 299.3 | 299.3 | 460.2 | 427.5 | 2024-11-20 18:00 | 0.63147 | 0.81509 | 0.81509 | 0.92503 | 0.83301
11 | 20 | 19 | 209.2 | 340.4 | 340.4 | 460.75 | 445.7 | 2024-11-20 19:00 | 0.62579 | 0.92702 | 0.92702 | 0.92613 | 0.86847
11 | 20 | 20 | 207.95 | 338 | 338 | 461.55 | 445.5 | 2024-11-20 20:00 | 0.62205 | 0.92048 | 0.92048 | 0.92774 | 0.86808
11 | 20 | 21 | 212.7 | 331.4 | 331.4 | 470.1 | 423.5 | 2024-11-20 21:00 | 0.63625 | 0.90251 | 0.90251 | 0.94492 | 0.82521
11 | 20 | 22 | 215.7 | 290.9 | 290.9 | 461.5 | 427.3 | 2024-11-20 22:00 | 0.64523 | 0.79221 | 0.79221 | 0.92764 | 0.83262
11 | 20 | 23 | 222.1 | 277.9 | 277.9 | 429.4 | 373.9 | 2024-11-20 23:00 | 0.66437 | 0.75681 | 0.75681 | 0.86312 | 0.72857
11 | 21 | 0 | 235.7 | 258.7 | 258.7 | 382.9 | 355 | 2024-11-21 | 0.70506 | 0.70452 | 0.70452 | 0.76965 | 0.69174
11 | 21 | 1 | 237.9 | 243.4 | 243.4 | 376.3 | 339 | 2024-11-21 01:00 | 0.71164 | 0.66285 | 0.66285 | 0.75638 | 0.66056
11 | 21 | 2 | 232.5 | 244.5 | 244.5 | 365.6 | 328 | 2024-11-21 02:00 | 0.69548 | 0.66585 | 0.66585 | 0.73487 | 0.63913
11 | 21 | 3 | 224.3 | 244.1 | 244.1 | 346.8 | 323 | 2024-11-21 03:00 | 0.67095 | 0.66476 | 0.66476 | 0.69709 | 0.62938
11 | 21 | 4 | 227.3 | 242.3 | 242.3 | 350.5 | 313 | 2024-11-21 04:00 | 0.67993 | 0.65986 | 0.65986 | 0.70452 | 0.6099
11 | 21 | 5 | 235.9 | 247.6 | 247.6 | 351.5 | 348 | 2024-11-21 05:00 | 0.70565 | 0.67429 | 0.67429 | 0.70653 | 0.6781
11 | 21 | 6 | 240.8 | 245.7 | 245.7 | 366 | 392 | 2024-11-21 06:00 | 0.72031 | 0.66912 | 0.66912 | 0.73568 | 0.76383
11 | 21 | 7 | 235.15 | 220.8 | 220.8 | 365.3 | 354 | 2024-11-21 07:00 | 0.70341 | 0.60131 | 0.60131 | 0.73427 | 0.68979
11 | 21 | 8 | 222 | 175.75 | 175.75 | 363.9 | 350 | 2024-11-21 08:00 | 0.66407 | 0.47862 | 0.47862 | 0.73146 | 0.682
11 | 21 | 9 | 221.35 | 190.7 | 190.7 | 349.4 | 342 | 2024-11-21 09:00 | 0.66213 | 0.51934 | 0.51934 | 0.70231 | 0.66641
11 | 21 | 10 | 201.8 | 181.6 | 181.6 | 340.6 | 363 | 2024-11-21 10:00 | 0.60365 | 0.49455 | 0.49455 | 0.68462 | 0.70733
11 | 21 | 11 | 205.9 | 179 | 179 | 354.7 | 362 | 2024-11-21 11:00 | 0.61591 | 0.48747 | 0.48747 | 0.71296 | 0.70538
11 | 21 | 12 | 205.85 | 193.8 | 193.8 | 366.7 | 375 | 2024-11-21 12:00 | 0.61576 | 0.52778 | 0.52778 | 0.73709 | 0.73071
11 | 21 | 13 | 189.4 | 208.8 | 208.8 | 368.1 | 388.5 | 2024-11-21 13:00 | 0.56656 | 0.56863 | 0.56863 | 0.7399 | 0.75701
11 | 21 | 14 | 194.8 | 198.8 | 198.8 | 372.3 | 398.5 | 2024-11-21 14:00 | 0.58271 | 0.54139 | 0.54139 | 0.74834 | 0.7765
11 | 21 | 15 | 199.4 | 209.3 | 209.3 | 373.1 | 396.5 | 2024-11-21 15:00 | 0.59647 | 0.56999 | 0.56999 | 0.74995 | 0.7726
11 | 21 | 16 | 205.3 | 229.7 | 229.7 | 376.95 | 396.8 | 2024-11-21 16:00 | 0.61412 | 0.62554 | 0.62554 | 0.75769 | 0.77319
11 | 21 | 17 | 227.9 | 252.9 | 252.9 | 380.8 | 408.5 | 2024-11-21 17:00 | 0.68172 | 0.68873 | 0.68873 | 0.76543 | 0.79599
11 | 21 | 18 | 291.4 | 305.2 | 305.2 | 421.7 | 437.7 | 2024-11-21 18:00 | 0.87167 | 0.83115 | 0.83115 | 0.84764 | 0.85288
11 | 21 | 19 | 307.5 | 330.8 | 330.8 | 461.1 | 490.1 | 2024-11-21 19:00 | 0.91983 | 0.90087 | 0.90087 | 0.92683 | 0.95499
11 | 21 | 20 | 301.3 | 341.7 | 341.7 | 462.5 | 486 | 2024-11-21 20:00 | 0.90129 | 0.93056 | 0.93056 | 0.92965 | 0.947
11 | 21 | 21 | 292.7 | 323 | 323 | 452.1 | 468.1 | 2024-11-21 21:00 | 0.87556 | 0.87963 | 0.87963 | 0.90874 | 0.91212
11 | 21 | 22 | 286.8 | 290.9 | 290.9 | 434.05 | 453.7 | 2024-11-21 22:00 | 0.85791 | 0.79221 | 0.79221 | 0.87246 | 0.88406
11 | 21 | 23 | 269 | 191.2 | 191.2 | 410.1 | 424.7 | 2024-11-21 23:00 | 0.80467 | 0.5207 | 0.5207 | 0.82432 | 0.82755
11 | 22 | 0 | 259.1 | 193.6 | 193.6 | 369.8 | 384 | 2024-11-22 | 0.77505 | 0.52723 | 0.52723 | 0.74332 | 0.74825
11 | 22 | 1 | 250.9 | 236.1 | 236.1 | 363.8 | 371 | 2024-11-22 01:00 | 0.75052 | 0.64297 | 0.64297 | 0.73126 | 0.72292
11 | 22 | 2 | 251.2 | 239.4 | 239.4 | 365.4 | 352 | 2024-11-22 02:00 | 0.75142 | 0.65196 | 0.65196 | 0.73447 | 0.68589
11 | 22 | 3 | 244.1 | 231.8 | 231.8 | 359 | 343 | 2024-11-22 03:00 | 0.73018 | 0.63126 | 0.63126 | 0.72161 | 0.66836
11 | 22 | 4 | 228.4 | 232.1 | 232.1 | 343 | 350 | 2024-11-22 04:00 | 0.68322 | 0.63208 | 0.63208 | 0.68945 | 0.682
11 | 22 | 5 | 231.5 | 235.8 | 235.8 | 373.3 | 402 | 2024-11-22 05:00 | 0.69249 | 0.64216 | 0.64216 | 0.75035 | 0.78332
11 | 22 | 6 | 233.6 | 237.2 | 237.2 | 383 | 419 | 2024-11-22 06:00 | 0.69877 | 0.64597 | 0.64597 | 0.76985 | 0.81645
11 | 22 | 7 | 236.9 | 232 | 232 | 366.6 | 366 | 2024-11-22 07:00 | 0.70864 | 0.63181 | 0.63181 | 0.73688 | 0.71317
11 | 22 | 8 | 232.3 | 224.5 | 224.5 | 354.6 | 361 | 2024-11-22 08:00 | 0.69488 | 0.61138 | 0.61138 | 0.71276 | 0.70343
11 | 22 | 9 | 230.3 | 210.9 | 210.9 | 352.25 | 364 | 2024-11-22 09:00 | 0.6889 | 0.57435 | 0.57435 | 0.70804 | 0.70928
11 | 22 | 10 | 227.3 | 211.6 | 211.6 | 333.85 | 378 | 2024-11-22 10:00 | 0.67993 | 0.57625 | 0.57625 | 0.67106 | 0.73655
11 | 22 | 11 | 217.4 | 201.5 | 201.5 | 334.35 | 379 | 2024-11-22 11:00 | 0.65031 | 0.54875 | 0.54875 | 0.67206 | 0.7385
11 | 22 | 12 | 212.3 | 197.3 | 197.3 | 369.35 | 385 | 2024-11-22 12:00 | 0.63506 | 0.53731 | 0.53731 | 0.74241 | 0.75019
11 | 22 | 13 | 227.3 | 198.7 | 198.7 | 351.35 | 395.5 | 2024-11-22 13:00 | 0.67993 | 0.54112 | 0.54112 | 0.70623 | 0.77065
11 | 22 | 14 | 201.3 | 207.6 | 207.6 | 352.95 | 378.6 | 2024-11-22 14:00 | 0.60215 | 0.56536 | 0.56536 | 0.70945 | 0.73772
11 | 22 | 15 | 205.3 | 207.1 | 207.1 | 369.45 | 397.9 | 2024-11-22 15:00 | 0.61412 | 0.564 | 0.564 | 0.74261 | 0.77533
11 | 22 | 16 | 201.8 | 202.1 | 202.1 | 390.55 | 406.3 | 2024-11-22 16:00 | 0.60365 | 0.55038 | 0.55038 | 0.78503 | 0.7917
11 | 22 | 17 | 202.8 | 240 | 240 | 389.15 | 415.4 | 2024-11-22 17:00 | 0.60664 | 0.65359 | 0.65359 | 0.78221 | 0.80943
11 | 22 | 18 | 298.1 | 321.4 | 321.4 | 449.35 | 465.4 | 2024-11-22 18:00 | 0.89171 | 0.87527 | 0.87527 | 0.90322 | 0.90686
11 | 22 | 19 | 310.1 | 342.2 | 342.2 | 447.65 | 493.3 | 2024-11-22 19:00 | 0.92761 | 0.93192 | 0.93192 | 0.8998 | 0.96122
11 | 22 | 20 | 311 | 341.9 | 341.9 | 459.2 | 491.9 | 2024-11-22 20:00 | 0.9303 | 0.9311 | 0.9311 | 0.92302 | 0.9585
11 | 22 | 21 | 303.9 | 342.5 | 342.5 | 459.25 | 492 | 2024-11-22 21:00 | 0.90906 | 0.93273 | 0.93273 | 0.92312 | 0.95869
11 | 22 | 22 | 257 | 319.1 | 319.1 | 417.65 | 445.6 | 2024-11-22 22:00 | 0.76877 | 0.86901 | 0.86901 | 0.8395 | 0.86828
11 | 22 | 23 | 222.1 | 274.8 | 274.8 | 410.35 | 432.5 | 2024-11-22 23:00 | 0.66437 | 0.74837 | 0.74837 | 0.82482 | 0.84275
11 | 23 | 0 | 217.2 | 273.5 | 273.5 | 394.3 | 389 | 2024-11-23 | 0.64972 | 0.74483 | 0.74483 | 0.79256 | 0.75799
11 | 23 | 1 | 217.2 | 248.2 | 248.2 | 355.5 | 373 | 2024-11-23 01:00 | 0.64972 | 0.67593 | 0.67593 | 0.71457 | 0.72681
11 | 23 | 2 | 215.2 | 239.5 | 239.5 | 358.5 | 354 | 2024-11-23 02:00 | 0.64373 | 0.65223 | 0.65223 | 0.7206 | 0.68979
11 | 23 | 3 | 215.3 | 241.7 | 241.7 | 352.2 | 339 | 2024-11-23 03:00 | 0.64403 | 0.65822 | 0.65822 | 0.70794 | 0.66056
11 | 23 | 4 | 213.3 | 242.2 | 242.2 | 350.2 | 337 | 2024-11-23 04:00 | 0.63805 | 0.65959 | 0.65959 | 0.70392 | 0.65666
11 | 23 | 5 | 225.4 | 251.5 | 251.5 | 369.95 | 358 | 2024-11-23 05:00 | 0.67424 | 0.68491 | 0.68491 | 0.74362 | 0.69758
11 | 23 | 6 | 228.5 | 240.1 | 240.1 | 396.8 | 391 | 2024-11-23 06:00 | 0.68352 | 0.65387 | 0.65387 | 0.79759 | 0.76189
11 | 23 | 7 | 238.85 | 232.2 | 232.2 | 371.4 | 345 | 2024-11-23 07:00 | 0.71448 | 0.63235 | 0.63235 | 0.74653 | 0.67225
11 | 23 | 8 | 240.35 | 234.6 | 234.6 | 366 | 341 | 2024-11-23 08:00 | 0.71897 | 0.63889 | 0.63889 | 0.73568 | 0.66446
11 | 23 | 9 | 242.3 | 214.1 | 214.1 | 337.3 | 347 | 2024-11-23 09:00 | 0.7248 | 0.58306 | 0.58306 | 0.67799 | 0.67615
11 | 23 | 10 | 236 | 214.3 | 214.3 | 347.85 | 362 | 2024-11-23 10:00 | 0.70595 | 0.58361 | 0.58361 | 0.6992 | 0.70538
11 | 23 | 11 | 229.3 | 213.2 | 213.2 | 349.85 | 369 | 2024-11-23 11:00 | 0.68591 | 0.58061 | 0.58061 | 0.70322 | 0.71902
11 | 23 | 12 | 233.2 | 219.7 | 219.7 | 340.85 | 379 | 2024-11-23 12:00 | 0.69758 | 0.59831 | 0.59831 | 0.68513 | 0.7385
11 | 23 | 13 | 232.3 | 219.2 | 219.2 | 347.35 | 384 | 2024-11-23 13:00 | 0.69488 | 0.59695 | 0.59695 | 0.69819 | 0.74825
11 | 23 | 14 | 236.3 | 174.4 | 174.4 | 347.45 | 392 | 2024-11-23 14:00 | 0.70685 | 0.47495 | 0.47495 | 0.69839 | 0.76383
11 | 23 | 15 | 231.2 | 187.9 | 187.9 | 369.45 | 390 | 2024-11-23 15:00 | 0.69159 | 0.51171 | 0.51171 | 0.74261 | 0.75994
11 | 23 | 16 | 239.3 | 189.5 | 189.5 | 399.05 | 380 | 2024-11-23 16:00 | 0.71582 | 0.51607 | 0.51607 | 0.80211 | 0.74045
11 | 23 | 17 | 243.7 | 201.7 | 201.7 | 439.8 | 406.5 | 2024-11-23 17:00 | 0.72899 | 0.54929 | 0.54929 | 0.88402 | 0.79209
11 | 23 | 18 | 294.9 | 268.7 | 268.7 | 453 | 454.1 | 2024-11-23 18:00 | 0.88214 | 0.73175 | 0.73175 | 0.91055 | 0.88484
11 | 23 | 19 | 311.8 | 341.8 | 341.8 | 479.65 | 477.6 | 2024-11-23 19:00 | 0.9327 | 0.93083 | 0.93083 | 0.96412 | 0.93063
11 | 23 | 20 | 320.8 | 341 | 341 | 485.95 | 479.9 | 2024-11-23 20:00 | 0.95962 | 0.92865 | 0.92865 | 0.97678 | 0.93511
11 | 23 | 21 | 307.9 | 338.7 | 338.7 | 468.6 | 445.1 | 2024-11-23 21:00 | 0.92103 | 0.92239 | 0.92239 | 0.94191 | 0.8673
11 | 23 | 22 | 285 | 323.15 | 323.15 | 462 | 428.2 | 2024-11-23 22:00 | 0.85253 | 0.88004 | 0.88004 | 0.92864 | 0.83437
11 | 23 | 23 | 265.5 | 302.6 | 302.6 | 420.3 | 402.1 | 2024-11-23 23:00 | 0.7942 | 0.82407 | 0.82407 | 0.84482 | 0.78352
11 | 24 | 0 | 234.7 | 40.15 | 40.15 | 389 | 381.4 | 2024-11-24 | 0.70206 | 0.10934 | 0.10934 | 0.78191 | 0.74318
11 | 24 | 1 | 231.8 | 150.05 | 150.05 | 385.3 | 358 | 2024-11-24 01:00 | 0.69339 | 0.40863 | 0.40863 | 0.77447 | 0.69758
11 | 24 | 2 | 232.9 | 220.85 | 220.85 | 383 | 344 | 2024-11-24 02:00 | 0.69668 | 0.60144 | 0.60144 | 0.76985 | 0.6703
11 | 24 | 3 | 226.7 | 245.6 | 245.6 | 413.1 | 335 | 2024-11-24 03:00 | 0.67813 | 0.66885 | 0.66885 | 0.83035 | 0.65277
11 | 24 | 4 | 229.6 | 237.05 | 237.05 | 374 | 336 | 2024-11-24 04:00 | 0.68681 | 0.64556 | 0.64556 | 0.75176 | 0.65472
11 | 24 | 5 | 233.9 | 243.95 | 243.95 | 375.9 | 364 | 2024-11-24 05:00 | 0.69967 | 0.66435 | 0.66435 | 0.75558 | 0.70928
11 | 24 | 6 | 230.8 | 281.6 | 281.6 | 395.95 | 398 | 2024-11-24 06:00 | 0.6904 | 0.76688 | 0.76688 | 0.79588 | 0.77553
11 | 24 | 7 | 233.8 | 188.6 | 188.6 | 362.9 | 344 | 2024-11-24 07:00 | 0.69937 | 0.51362 | 0.51362 | 0.72945 | 0.6703
11 | 24 | 8 | 244.2 | 183.3 | 183.3 | 365.9 | 350 | 2024-11-24 08:00 | 0.73048 | 0.49918 | 0.49918 | 0.73548 | 0.682
11 | 24 | 9 | 204.05 | 143.9 | 143.9 | 317.55 | 354 | 2024-11-24 09:00 | 0.61038 | 0.39188 | 0.39188 | 0.63829 | 0.68979
11 | 24 | 10 | 219.1 | 168 | 168 | 313.45 | 362 | 2024-11-24 10:00 | 0.6554 | 0.45752 | 0.45752 | 0.63005 | 0.70538
11 | 24 | 11 | 200.1 | 159.6 | 159.6 | 336.45 | 357 | 2024-11-24 11:00 | 0.59856 | 0.43464 | 0.43464 | 0.67628 | 0.69564
11 | 24 | 12 | 201.8 | 156.9 | 156.9 | 320.55 | 378 | 2024-11-24 12:00 | 0.60365 | 0.42729 | 0.42729 | 0.64432 | 0.73655
11 | 24 | 13 | 203.05 | 158.8 | 158.8 | 318.4 | 381 | 2024-11-24 13:00 | 0.60739 | 0.43246 | 0.43246 | 0.64 | 0.7424
11 | 24 | 14 | 238.45 | 161.5 | 161.5 | 333 | 398 | 2024-11-24 14:00 | 0.71328 | 0.43981 | 0.43981 | 0.66935 | 0.77553
11 | 24 | 15 | 209.525 | 164 | 164 | 336 | 405 | 2024-11-24 15:00 | 0.62676 | 0.44662 | 0.44662 | 0.67538 | 0.78917
11 | 24 | 16 | 218.225 | 158.5 | 158.5 | 376.6 | 421 | 2024-11-24 16:00 | 0.65278 | 0.43164 | 0.43164 | 0.75698 | 0.82034
11 | 24 | 17 | 235.625 | 210.6 | 210.6 | 375.85 | 426 | 2024-11-24 17:00 | 0.70483 | 0.57353 | 0.57353 | 0.75548 | 0.83009
11 | 24 | 18 | 305.1 | 317.9 | 317.9 | 455.1 | 459.7 | 2024-11-24 18:00 | 0.91265 | 0.86574 | 0.86574 | 0.91477 | 0.89575
11 | 24 | 19 | 317.4 | 333.1 | 333.1 | 463.55 | 498.4 | 2024-11-24 19:00 | 0.94945 | 0.90714 | 0.90714 | 0.93176 | 0.97116
11 | 24 | 20 | 315.4 | 342.9 | 342.9 | 467.55 | 489.5 | 2024-11-24 20:00 | 0.94346 | 0.93382 | 0.93382 | 0.9398 | 0.95382
11 | 24 | 21 | 281.3 | 338.1 | 338.1 | 459.55 | 475.6 | 2024-11-24 21:00 | 0.84146 | 0.92075 | 0.92075 | 0.92372 | 0.92673
11 | 24 | 22 | 270.5 | 325.3 | 325.3 | 439.5 | 451.9 | 2024-11-24 22:00 | 0.80915 | 0.88589 | 0.88589 | 0.88342 | 0.88055
11 | 24 | 23 | 247.4 | 304.1 | 304.1 | 407.15 | 420.5 | 2024-11-24 23:00 | 0.74005 | 0.82816 | 0.82816 | 0.81839 | 0.81937
11 | 25 | 0 | 238.7 | 259.4 | 259.4 | 388.2 | 379.2 | 2024-11-25 | 0.71403 | 0.70643 | 0.70643 | 0.7803 | 0.73889
11 | 25 | 1 | 234.2 | 244.7 | 244.7 | 375.8 | 366 | 2024-11-25 01:00 | 0.70057 | 0.66639 | 0.66639 | 0.75538 | 0.71317
11 | 25 | 2 | 233.3 | 242 | 242 | 365.1 | 349 | 2024-11-25 02:00 | 0.69788 | 0.65904 | 0.65904 | 0.73387 | 0.68005
11 | 25 | 3 | 226.3 | 253.7 | 253.7 | 361 | 338 | 2024-11-25 03:00 | 0.67694 | 0.6909 | 0.6909 | 0.72563 | 0.65861
11 | 25 | 4 | 187.3 | 250.3 | 250.3 | 363 | 337 | 2024-11-25 04:00 | 0.56028 | 0.68164 | 0.68164 | 0.72965 | 0.65666
11 | 25 | 5 | 182.1 | 249.6 | 249.6 | 376.2 | 359 | 2024-11-25 05:00 | 0.54472 | 0.67974 | 0.67974 | 0.75618 | 0.69953
11 | 25 | 6 | 185.1 | 255.6 | 255.6 | 409.45 | 390 | 2024-11-25 06:00 | 0.55369 | 0.69608 | 0.69608 | 0.82302 | 0.75994
11 | 25 | 7 | 176.5 | 252.3 | 252.3 | 362.35 | 351 | 2024-11-25 07:00 | 0.52797 | 0.68709 | 0.68709 | 0.72834 | 0.68394
11 | 25 | 8 | 165.3 | 223.7 | 223.7 | 367.95 | 332 | 2024-11-25 08:00 | 0.49447 | 0.6092 | 0.6092 | 0.7396 | 0.64692
11 | 25 | 9 | 160.3 | 189.4 | 189.4 | 369.85 | 337 | 2024-11-25 09:00 | 0.47951 | 0.5158 | 0.5158 | 0.74342 | 0.65666
11 | 25 | 10 | 159.5 | 195.6 | 195.6 | 357.85 | 351 | 2024-11-25 10:00 | 0.47712 | 0.53268 | 0.53268 | 0.7193 | 0.68394
11 | 25 | 11 | 165.3 | 194.5 | 194.5 | 376.65 | 389 | 2024-11-25 11:00 | 0.49447 | 0.52968 | 0.52968 | 0.75709 | 0.75799
11 | 25 | 12 | 175.9 | 200.1 | 200.1 | 355.75 | 400 | 2024-11-25 12:00 | 0.52617 | 0.54493 | 0.54493 | 0.71508 | 0.77942
11 | 25 | 13 | 194.8 | 197.9 | 197.9 | 360.05 | 391 | 2024-11-25 13:00 | 0.58271 | 0.53894 | 0.53894 | 0.72372 | 0.76189
11 | 25 | 14 | 202.8 | 181 | 181 | 369.85 | 417 | 2024-11-25 14:00 | 0.60664 | 0.49292 | 0.49292 | 0.74342 | 0.81255
11 | 25 | 15 | 201.2 | 174.8 | 174.8 | 378.75 | 413 | 2024-11-25 15:00 | 0.60185 | 0.47603 | 0.47603 | 0.76131 | 0.80475
11 | 25 | 16 | 197.8 | 180 | 180 | 390.65 | 391.1 | 2024-11-25 16:00 | 0.59168 | 0.4902 | 0.4902 | 0.78523 | 0.76208
11 | 25 | 17 | 238.7 | 224.8 | 224.8 | 418.95 | 414.4 | 2024-11-25 17:00 | 0.71403 | 0.6122 | 0.6122 | 0.84211 | 0.80748
11 | 25 | 18 | 291.4 | 276.9 | 276.9 | 473.7 | 460.3 | 2024-11-25 18:00 | 0.87167 | 0.75408 | 0.75408 | 0.95216 | 0.89692
11 | 25 | 19 | 312.3 | 346.4 | 346.4 | 477.95 | 482.8 | 2024-11-25 19:00 | 0.93419 | 0.94336 | 0.94336 | 0.9607 | 0.94076
11 | 25 | 20 | 312.5 | 339.8 | 339.8 | 492.6 | 481.1 | 2024-11-25 20:00 | 0.93479 | 0.92538 | 0.92538 | 0.99015 | 0.93745
11 | 25 | 21 | 308.5 | 319.7 | 319.7 | 447.3 | 466.9 | 2024-11-25 21:00 | 0.92282 | 0.87064 | 0.87064 | 0.8991 | 0.90978
11 | 25 | 22 | 270.5 | 309.9 | 309.9 | 458.75 | 449.1 | 2024-11-25 22:00 | 0.80915 | 0.84395 | 0.84395 | 0.92211 | 0.8751
11 | 25 | 23 | 244.5 | 264.9 | 264.9 | 439.1 | 358.7 | 2024-11-25 23:00 | 0.73138 | 0.72141 | 0.72141 | 0.88261 | 0.69895
11 | 26 | 0 | 245.5 | 269.2 | 269.2 | 403.2 | 358.9 | 2024-11-26 | 0.73437 | 0.73312 | 0.73312 | 0.81045 | 0.69934
11 | 26 | 1 | 213.9 | 272.8 | 272.8 | 385.3 | 311 | 2024-11-26 01:00 | 0.63984 | 0.74292 | 0.74292 | 0.77447 | 0.606
11 | 26 | 2 | 219.1 | 273.9 | 273.9 | 376.1 | 329 | 2024-11-26 02:00 | 0.6554 | 0.74592 | 0.74592 | 0.75598 | 0.64108
11 | 26 | 3 | 219.6 | 255.4 | 255.4 | 368.5 | 325 | 2024-11-26 03:00 | 0.6569 | 0.69553 | 0.69553 | 0.7407 | 0.63328
11 | 26 | 4 | 219.8 | 255.6 | 255.6 | 358.7 | 318 | 2024-11-26 04:00 | 0.65749 | 0.69608 | 0.69608 | 0.72101 | 0.61964
11 | 26 | 5 | 220.9 | 257 | 257 | 375.3 | 327 | 2024-11-26 05:00 | 0.66078 | 0.69989 | 0.69989 | 0.75437 | 0.63718
11 | 26 | 6 | 219.9 | 255.3 | 255.3 | 401.1 | 327 | 2024-11-26 06:00 | 0.65779 | 0.69526 | 0.69526 | 0.80623 | 0.63718
11 | 26 | 7 | 220.4 | 231.3 | 231.3 | 385.9 | 319 | 2024-11-26 07:00 | 0.65929 | 0.6299 | 0.6299 | 0.77568 | 0.62159
11 | 26 | 8 | 217.2 | 221.4 | 221.4 | 379.1 | 326 | 2024-11-26 08:00 | 0.64972 | 0.60294 | 0.60294 | 0.76201 | 0.63523
11 | 26 | 9 | 191.3 | 178.4 | 178.4 | 374.8 | 321 | 2024-11-26 09:00 | 0.57224 | 0.48584 | 0.48584 | 0.75337 | 0.62549
11 | 26 | 10 | 186.1 | 172.3 | 172.3 | 370.4 | 346 | 2024-11-26 10:00 | 0.55669 | 0.46923 | 0.46923 | 0.74452 | 0.6742
11 | 26 | 11 | 177.8 | 171.5 | 171.5 | 368.95 | 369 | 2024-11-26 11:00 | 0.53186 | 0.46705 | 0.46705 | 0.74161 | 0.71902
11 | 26 | 12 | 182 | 164.2 | 164.2 | 376.15 | 368 | 2024-11-26 12:00 | 0.54442 | 0.44717 | 0.44717 | 0.75608 | 0.71707
11 | 26 | 13 | 186 | 158.1 | 158.1 | 389.7 | 367 | 2024-11-26 13:00 | 0.55639 | 0.43056 | 0.43056 | 0.78332 | 0.71512
11 | 26 | 14 | 195.7 | 167.3 | 167.3 | 400.95 | 386 | 2024-11-26 14:00 | 0.5854 | 0.45561 | 0.45561 | 0.80593 | 0.75214
11 | 26 | 15 | 212.8 | 191.5 | 191.5 | 401.45 | 391 | 2024-11-26 15:00 | 0.63655 | 0.52151 | 0.52151 | 0.80693 | 0.76189
11 | 26 | 16 | 207 | 184.6 | 184.6 | 399.5 | 399 | 2024-11-26 16:00 | 0.6192 | 0.50272 | 0.50272 | 0.80302 | 0.77747
11 | 26 | 17 | 208.5 | 166 | 166 | 416.85 | 385.9 | 2024-11-26 17:00 | 0.62369 | 0.45207 | 0.45207 | 0.83789 | 0.75195
11 | 26 | 18 | 291.9 | 288.9 | 288.9 | 434.1 | 454.9 | 2024-11-26 18:00 | 0.87317 | 0.78676 | 0.78676 | 0.87256 | 0.8864
11 | 26 | 19 | 313.9 | 282.2 | 282.2 | 475 | 473.8 | 2024-11-26 19:00 | 0.93898 | 0.76852 | 0.76852 | 0.95477 | 0.92323
11 | 26 | 20 | 320.9 | 281.9 | 281.9 | 486.9 | 478.1 | 2024-11-26 20:00 | 0.95992 | 0.7677 | 0.7677 | 0.97869 | 0.93161
11 | 26 | 21 | 273.1 | 276.3 | 276.3 | 464.6 | 470 | 2024-11-26 21:00 | 0.81693 | 0.75245 | 0.75245 | 0.93387 | 0.91582
11 | 26 | 22 | 264.9 | 276.1 | 276.1 | 458.9 | 452.1 | 2024-11-26 22:00 | 0.7924 | 0.75191 | 0.75191 | 0.92241 | 0.88094
11 | 26 | 23 | 249.8 | 276.9 | 276.9 | 436.4 | 424 | 2024-11-26 23:00 | 0.74723 | 0.75408 | 0.75408 | 0.87719 | 0.82619
11 | 27 | 0 | 242.9 | 260.2 | 260.2 | 405.65 | 407.9 | 2024-11-27 | 0.72659 | 0.70861 | 0.70861 | 0.81538 | 0.79482
11 | 27 | 1 | 242.9 | 229.7 | 229.7 | 392.15 | 373 | 2024-11-27 01:00 | 0.72659 | 0.62554 | 0.62554 | 0.78824 | 0.72681
11 | 27 | 2 | 242.6 | 229.7 | 229.7 | 394.45 | 360 | 2024-11-27 02:00 | 0.7257 | 0.62554 | 0.62554 | 0.79286 | 0.70148
11 | 27 | 3 | 234.6 | 229.6 | 229.6 | 385.55 | 351 | 2024-11-27 03:00 | 0.70176 | 0.62527 | 0.62527 | 0.77497 | 0.68394
11 | 27 | 4 | 234.9 | 232.6 | 232.6 | 374.15 | 341 | 2024-11-27 04:00 | 0.70266 | 0.63344 | 0.63344 | 0.75206 | 0.66446
11 | 27 | 5 | 243 | 225.5 | 225.5 | 383.55 | 346 | 2024-11-27 05:00 | 0.72689 | 0.61411 | 0.61411 | 0.77095 | 0.6742
11 | 27 | 6 | 250.9 | 225.1 | 225.1 | 390 | 355 | 2024-11-27 06:00 | 0.75052 | 0.61302 | 0.61302 | 0.78392 | 0.69174
11 | 27 | 7 | 246.4 | 225.4 | 225.4 | 405.1 | 357 | 2024-11-27 07:00 | 0.73706 | 0.61383 | 0.61383 | 0.81427 | 0.69564
11 | 27 | 8 | 222.4 | 224.8 | 224.8 | 401 | 347 | 2024-11-27 08:00 | 0.66527 | 0.6122 | 0.6122 | 0.80603 | 0.67615
11 | 27 | 9 | 211.3 | 202.2 | 202.2 | 377 | 353 | 2024-11-27 09:00 | 0.63207 | 0.55065 | 0.55065 | 0.75779 | 0.68784
11 | 27 | 10 | 201.8 | 216.2 | 216.2 | 397.9 | 355 | 2024-11-27 10:00 | 0.60365 | 0.58878 | 0.58878 | 0.7998 | 0.69174
11 | 27 | 11 | 189.6 | 196.2 | 196.2 | 367.7 | 366 | 2024-11-27 11:00 | 0.56716 | 0.53431 | 0.53431 | 0.7391 | 0.71317
11 | 27 | 12 | 202.7 | 195.3 | 195.3 | 374.8 | 376 | 2024-11-27 12:00 | 0.60634 | 0.53186 | 0.53186 | 0.75337 | 0.73266
11 | 27 | 13 | 212.1 | 208.6 | 208.6 | 363.8 | 375 | 2024-11-27 13:00 | 0.63446 | 0.56808 | 0.56808 | 0.73126 | 0.73071
11 | 27 | 14 | 223.8 | 202.6 | 202.6 | 368.05 | 364 | 2024-11-27 14:00 | 0.66946 | 0.55174 | 0.55174 | 0.7398 | 0.70928
11 | 27 | 15 | 212.9 | 210.2 | 210.2 | 356.9 | 354 | 2024-11-27 15:00 | 0.63685 | 0.57244 | 0.57244 | 0.71739 | 0.68979
11 | 27 | 16 | 211.1 | 201.2 | 201.2 | 353 | 355 | 2024-11-27 16:00 | 0.63147 | 0.54793 | 0.54793 | 0.70955 | 0.69174
11 | 27 | 17 | 213.4 | 217 | 217 | 361.7 | 373.8 | 2024-11-27 17:00 | 0.63835 | 0.59096 | 0.59096 | 0.72704 | 0.72837
11 | 27 | 18 | 286.7 | 326 | 326 | 436.75 | 418.3 | 2024-11-27 18:00 | 0.85761 | 0.8878 | 0.8878 | 0.87789 | 0.81508
11 | 27 | 19 | 305.6 | 356 | 356 | 443.25 | 443.2 | 2024-11-27 19:00 | 0.91415 | 0.9695 | 0.9695 | 0.89095 | 0.8636
11 | 27 | 20 | 308 | 349.8 | 349.8 | 461.55 | 428.2 | 2024-11-27 20:00 | 0.92133 | 0.95261 | 0.95261 | 0.92774 | 0.83437
11 | 27 | 21 | 292.2 | 351.8 | 351.8 | 464.75 | 413.3 | 2024-11-27 21:00 | 0.87407 | 0.95806 | 0.95806 | 0.93417 | 0.80534
11 | 27 | 22 | 266.4 | 328.4 | 328.4 | 431.3 | 403.2 | 2024-11-27 22:00 | 0.79689 | 0.89434 | 0.89434 | 0.86693 | 0.78566
11 | 27 | 23 | 251.5 | 304 | 304 | 416.3 | 407.3 | 2024-11-27 23:00 | 0.75232 | 0.82789 | 0.82789 | 0.83678 | 0.79365
11 | 28 | 0 | 233.9 | 279.1 | 279.1 | 404.65 | 361.7 | 2024-11-28 | 0.69967 | 0.76008 | 0.76008 | 0.81337 | 0.70479
11 | 28 | 1 | 242.4 | 278.1 | 278.1 | 386.55 | 347 | 2024-11-28 01:00 | 0.7251 | 0.75735 | 0.75735 | 0.77698 | 0.67615
11 | 28 | 2 | 242.9 | 274.6 | 274.6 | 378.35 | 336 | 2024-11-28 02:00 | 0.72659 | 0.74782 | 0.74782 | 0.7605 | 0.65472
11 | 28 | 3 | 241.7 | 245.7 | 245.7 | 367.85 | 324 | 2024-11-28 03:00 | 0.723 | 0.66912 | 0.66912 | 0.7394 | 0.63133
11 | 28 | 4 | 237 | 236 | 236 | 366.25 | 327 | 2024-11-28 04:00 | 0.70894 | 0.6427 | 0.6427 | 0.73618 | 0.63718
11 | 28 | 5 | 240 | 241.7 | 241.7 | 369 | 342 | 2024-11-28 05:00 | 0.71792 | 0.65822 | 0.65822 | 0.74171 | 0.66641
11 | 28 | 6 | 230 | 238 | 238 | 380.3 | 400 | 2024-11-28 06:00 | 0.688 | 0.64815 | 0.64815 | 0.76442 | 0.77942
11 | 28 | 7 | 216.3 | 229 | 229 | 367.5 | 354 | 2024-11-28 07:00 | 0.64702 | 0.62364 | 0.62364 | 0.73869 | 0.68979
11 | 28 | 8 | 213 | 234.5 | 234.5 | 361.5 | 359 | 2024-11-28 08:00 | 0.63715 | 0.63862 | 0.63862 | 0.72663 | 0.69953
11 | 28 | 9 | 207 | 205.7 | 205.7 | 356.1 | 359 | 2024-11-28 09:00 | 0.6192 | 0.56019 | 0.56019 | 0.71578 | 0.69953
11 | 28 | 10 | 201.1 | 176 | 176 | 371.6 | 374 | 2024-11-28 10:00 | 0.60156 | 0.4793 | 0.4793 | 0.74693 | 0.72876
11 | 28 | 11 | 199.55 | 226 | 226 | 352.2 | 386 | 2024-11-28 11:00 | 0.59692 | 0.61547 | 0.61547 | 0.70794 | 0.75214
11 | 28 | 12 | 201.55 | 210.7 | 210.7 | 366.5 | 379 | 2024-11-28 12:00 | 0.6029 | 0.5738 | 0.5738 | 0.73668 | 0.7385
11 | 28 | 13 | 218.45 | 235.4 | 235.4 | 364.1 | 390 | 2024-11-28 13:00 | 0.65345 | 0.64107 | 0.64107 | 0.73186 | 0.75994
11 | 28 | 14 | 213.45 | 231.9 | 231.9 | 379.1 | 391.2 | 2024-11-28 14:00 | 0.6385 | 0.63154 | 0.63154 | 0.76201 | 0.76228
11 | 28 | 15 | 197.05 | 231.7 | 231.7 | 360.6 | 370.4 | 2024-11-28 15:00 | 0.58944 | 0.63099 | 0.63099 | 0.72482 | 0.72175
11 | 28 | 16 | 206.55 | 213.9 | 213.9 | 366.15 | 382.3 | 2024-11-28 16:00 | 0.61786 | 0.58252 | 0.58252 | 0.73598 | 0.74493
11 | 28 | 17 | 217.85 | 263.9 | 263.9 | 370.2 | 397.4 | 2024-11-28 17:00 | 0.65166 | 0.71868 | 0.71868 | 0.74412 | 0.77436
11 | 28 | 18 | 277.9 | 326.9 | 326.9 | 440.5 | 447.8 | 2024-11-28 18:00 | 0.83129 | 0.89025 | 0.89025 | 0.88543 | 0.87256
11 | 28 | 19 | 306.1 | 351.6 | 351.6 | 451.05 | 464.4 | 2024-11-28 19:00 | 0.91564 | 0.95752 | 0.95752 | 0.90663 | 0.90491
11 | 28 | 20 | 308.9 | 351.3 | 351.3 | 468.15 | 461.1 | 2024-11-28 20:00 | 0.92402 | 0.9567 | 0.9567 | 0.94101 | 0.89848
11 | 28 | 21 | 301.1 | 350.7 | 350.7 | 455.85 | 458 | 2024-11-28 21:00 | 0.90069 | 0.95507 | 0.95507 | 0.91628 | 0.89244
11 | 28 | 22 | 277.1 | 319.5 | 319.5 | 427.15 | 435.1 | 2024-11-28 22:00 | 0.8289 | 0.8701 | 0.8701 | 0.85859 | 0.84782
11 | 28 | 23 | 244.9 | 314.3 | 314.3 | 409.8 | 404.3 | 2024-11-28 23:00 | 0.73258 | 0.85594 | 0.85594 | 0.82372 | 0.7878
11 | 29 | 0 | 239.8 | 304.8 | 304.8 | 388.45 | 385.3 | 2024-11-29 | 0.71732 | 0.83007 | 0.83007 | 0.7808 | 0.75078
11 | 29 | 1 | 238.2 | 248.7 | 248.7 | 382.2 | 360 | 2024-11-29 01:00 | 0.71253 | 0.67729 | 0.67729 | 0.76824 | 0.70148
11 | 29 | 2 | 236.1 | 250.3 | 250.3 | 366.4 | 346 | 2024-11-29 02:00 | 0.70625 | 0.68164 | 0.68164 | 0.73648 | 0.6742
11 | 29 | 3 | 233.1 | 247.4 | 247.4 | 355.2 | 341 | 2024-11-29 03:00 | 0.69728 | 0.67375 | 0.67375 | 0.71397 | 0.66446
11 | 29 | 4 | 225.3 | 247 | 247 | 351.2 | 341 | 2024-11-29 04:00 | 0.67395 | 0.67266 | 0.67266 | 0.70593 | 0.66446
11 | 29 | 5 | 230.3 | 249.2 | 249.2 | 363 | 366 | 2024-11-29 05:00 | 0.6889 | 0.67865 | 0.67865 | 0.72965 | 0.71317
11 | 29 | 6 | 231.25 | 248.15 | 248.15 | 405.45 | 396 | 2024-11-29 06:00 | 0.69174 | 0.67579 | 0.67579 | 0.81497 | 0.77163
11 | 29 | 7 | 221.95 | 232 | 232 | 364.4 | 349 | 2024-11-29 07:00 | 0.66392 | 0.63181 | 0.63181 | 0.73246 | 0.68005
11 | 29 | 8 | 211.9 | 220.8 | 220.8 | 379.8 | 346 | 2024-11-29 08:00 | 0.63386 | 0.60131 | 0.60131 | 0.76342 | 0.6742
11 | 29 | 9 | 210.6 | 216.3 | 216.3 | 352.8 | 338 | 2024-11-29 09:00 | 0.62997 | 0.58905 | 0.58905 | 0.70915 | 0.65861
11 | 29 | 10 | 208.8 | 210.5 | 210.5 | 370.55 | 341 | 2024-11-29 10:00 | 0.62459 | 0.57326 | 0.57326 | 0.74482 | 0.66446
11 | 29 | 11 | 204.6 | 208.8 | 208.8 | 360.25 | 352 | 2024-11-29 11:00 | 0.61203 | 0.56863 | 0.56863 | 0.72412 | 0.68589
11 | 29 | 12 | 200.8 | 220 | 220 | 341 | 368 | 2024-11-29 12:00 | 0.60066 | 0.59913 | 0.59913 | 0.68543 | 0.71707
11 | 29 | 13 | 223.5 | 224.8 | 224.8 | 370.7 | 363 | 2024-11-29 13:00 | 0.66856 | 0.6122 | 0.6122 | 0.74513 | 0.70733
11 | 29 | 14 | 236 | 216 | 216 | 343.2 | 382 | 2024-11-29 14:00 | 0.70595 | 0.58824 | 0.58824 | 0.68985 | 0.74435
11 | 29 | 15 | 216.3 | 212 | 212 | 381.8 | 316.2 | 2024-11-29 15:00 | 0.64702 | 0.57734 | 0.57734 | 0.76744 | 0.61613
11 | 29 | 16 | 215.4 | 211.4 | 211.4 | 377.6 | 382.3 | 2024-11-29 16:00 | 0.64433 | 0.57571 | 0.57571 | 0.75899 | 0.74493
11 | 29 | 17 | 240.5 | 233.5 | 233.5 | 392.3 | 406.7 | 2024-11-29 17:00 | 0.71941 | 0.63589 | 0.63589 | 0.78854 | 0.79248
11 | 29 | 18 | 288.6 | 314.6 | 314.6 | 423.7 | 442.3 | 2024-11-29 18:00 | 0.8633 | 0.85675 | 0.85675 | 0.85166 | 0.86185
11 | 29 | 19 | 285.4 | 349.8 | 349.8 | 472.4 | 490 | 2024-11-29 19:00 | 0.85372 | 0.95261 | 0.95261 | 0.94955 | 0.95479
11 | 29 | 20 | 298.8 | 354.9 | 354.9 | 464 | 480.3 | 2024-11-29 20:00 | 0.89381 | 0.9665 | 0.9665 | 0.93266 | 0.93589
11 | 29 | 21 | 276.7 | 352.4 | 352.4 | 467.8 | 463.2 | 2024-11-29 21:00 | 0.8277 | 0.95969 | 0.95969 | 0.9403 | 0.90257
11 | 29 | 22 | 268.7 | 338 | 338 | 460.2 | 451.2 | 2024-11-29 22:00 | 0.80377 | 0.92048 | 0.92048 | 0.92503 | 0.87919
11 | 29 | 23 | 260.6 | 308.6 | 308.6 | 413.7 | 413.4 | 2024-11-29 23:00 | 0.77954 | 0.84041 | 0.84041 | 0.83156 | 0.80553
11 | 30 | 0 | 242.6 | 285.5 | 285.5 | 390.2 | 344.7 | 2024-11-30 | 0.7257 | 0.77751 | 0.77751 | 0.78432 | 0.67167
11 | 30 | 1 | 239.5 | 278.8 | 278.8 | 384.3 | 351 | 2024-11-30 01:00 | 0.71642 | 0.75926 | 0.75926 | 0.77246 | 0.68394
11 | 30 | 2 | 236.3 | 274.5 | 274.5 | 382.7 | 338 | 2024-11-30 02:00 | 0.70685 | 0.74755 | 0.74755 | 0.76925 | 0.65861
11 | 30 | 3 | 232 | 268.9 | 268.9 | 363.9 | 341 | 2024-11-30 03:00 | 0.69399 | 0.7323 | 0.7323 | 0.73146 | 0.66446
11 | 30 | 4 | 229 | 267.4 | 267.4 | 365.9 | 341 | 2024-11-30 04:00 | 0.68501 | 0.72821 | 0.72821 | 0.73548 | 0.66446
11 | 30 | 5 | 246 | 275.4 | 275.4 | 371.4 | 359 | 2024-11-30 05:00 | 0.73587 | 0.75 | 0.75 | 0.74653 | 0.69953
11 | 30 | 6 | 243.2 | 276.9 | 276.9 | 421.7 | 400 | 2024-11-30 06:00 | 0.72749 | 0.75408 | 0.75408 | 0.84764 | 0.77942
11 | 30 | 7 | 230.4 | 272.9 | 272.9 | 389.1 | 369 | 2024-11-30 07:00 | 0.6892 | 0.74319 | 0.74319 | 0.78211 | 0.71902
11 | 30 | 8 | 195.4 | 226.4 | 226.4 | 386.7 | 357 | 2024-11-30 08:00 | 0.5845 | 0.61656 | 0.61656 | 0.77729 | 0.69564
11 | 30 | 9 | 198.9 | 219.5 | 219.5 | 374.6 | 353 | 2024-11-30 09:00 | 0.59497 | 0.59777 | 0.59777 | 0.75296 | 0.68784
11 | 30 | 10 | 203.8 | 225.6 | 225.6 | 367.6 | 352 | 2024-11-30 10:00 | 0.60963 | 0.61438 | 0.61438 | 0.73889 | 0.68589
11 | 30 | 11 | 191.4 | 212.2 | 212.2 | 364.4 | 363 | 2024-11-30 11:00 | 0.57254 | 0.57789 | 0.57789 | 0.73246 | 0.70733
11 | 30 | 12 | 189.4 | 213.7 | 213.7 | 380.8 | 364 | 2024-11-30 12:00 | 0.56656 | 0.58197 | 0.58197 | 0.76543 | 0.70928
11 | 30 | 13 | 191.6 | 209.1 | 209.1 | 378.3 | 356 | 2024-11-30 13:00 | 0.57314 | 0.56944 | 0.56944 | 0.7604 | 0.69369
11 | 30 | 14 | 206.6 | 220 | 220 | 385.8 | 387.5 | 2024-11-30 14:00 | 0.61801 | 0.59913 | 0.59913 | 0.77548 | 0.75507
11 | 30 | 15 | 196.5 | 230.7 | 230.7 | 373.4 | 372.3 | 2024-11-30 15:00 | 0.5878 | 0.62827 | 0.62827 | 0.75055 | 0.72545
11 | 30 | 16 | 198.9 | 208.1 | 208.1 | 402.3 | 352.8 | 2024-11-30 16:00 | 0.59497 | 0.56672 | 0.56672 | 0.80864 | 0.68745
11 | 30 | 17 | 222.1 | 275.9 | 275.9 | 405.95 | 399.2 | 2024-11-30 17:00 | 0.66437 | 0.75136 | 0.75136 | 0.81598 | 0.77786
11 | 30 | 18 | 285.3 | 331.9 | 331.9 | 456.05 | 463.2 | 2024-11-30 18:00 | 0.85343 | 0.90387 | 0.90387 | 0.91668 | 0.90257
11 | 30 | 19 | 305.2 | 351.5 | 351.5 | 472.5 | 468.7 | 2024-11-30 19:00 | 0.91295 | 0.95724 | 0.95724 | 0.94975 | 0.91329
11 | 30 | 20 | 308 | 351.5 | 351.5 | 477.6 | 490.2 | 2024-11-30 20:00 | 0.92133 | 0.95724 | 0.95724 | 0.96 | 0.95518
11 | 30 | 21 | 305 | 343.5 | 343.5 | 467.15 | 481.7 | 2024-11-30 21:00 | 0.91235 | 0.93546 | 0.93546 | 0.93899 | 0.93862
11 | 30 | 22 | 270 | 321.8 | 321.8 | 439.7 | 450.3 | 2024-11-30 22:00 | 0.80766 | 0.87636 | 0.87636 | 0.88382 | 0.87744
11 | 30 | 23 | 298.1 | 335.4 | 335.4 | 413.7 | 433.5 | 2024-11-30 23:00 | 0.89171 | 0.9134 | 0.9134 | 0.83156 | 0.8447
12 | 1 | 0 | 239.5 | 295.3 | 295.3 | 398.39 | 379 | 2024-12-01 | 0.71642 | 0.80419 | 0.80419 | 0.80078 | 0.7385
12 | 1 | 1 | 237.4 | 277.4 | 277.4 | 381.15 | 381 | 2024-12-01 01:00 | 0.71014 | 0.75545 | 0.75545 | 0.76613 | 0.7424
12 | 1 | 2 | 234.3 | 276.8 | 276.8 | 373.25 | 370 | 2024-12-01 02:00 | 0.70087 | 0.75381 | 0.75381 | 0.75025 | 0.72097
12 | 1 | 3 | 229.4 | 265 | 265 | 368.05 | 361 | 2024-12-01 03:00 | 0.68621 | 0.72168 | 0.72168 | 0.7398 | 0.70343
12 | 1 | 4 | 231.4 | 264.7 | 264.7 | 367.85 | 359 | 2024-12-01 04:00 | 0.69219 | 0.72086 | 0.72086 | 0.7394 | 0.69953
12 | 1 | 5 | 231.5 | 266.7 | 266.7 | 372.65 | 377 | 2024-12-01 05:00 | 0.69249 | 0.72631 | 0.72631 | 0.74905 | 0.73461
12 | 1 | 6 | 232.35 | 274.1 | 274.1 | 407.9 | 415 | 2024-12-01 06:00 | 0.69503 | 0.74646 | 0.74646 | 0.8199 | 0.80865
12 | 1 | 7 | 232.75 | 218.8 | 218.8 | 378 | 363.9 | 2024-12-01 07:00 | 0.69623 | 0.59586 | 0.59586 | 0.7598 | 0.70908
12 | 1 | 8 | 214.1 | 191.7 | 191.7 | 368.95 | 365.1 | 2024-12-01 08:00 | 0.64044 | 0.52206 | 0.52206 | 0.74161 | 0.71142
12 | 1 | 9 | 198.1 | 192.8 | 192.8 | 360.8 | 358.5 | 2024-12-01 09:00 | 0.59258 | 0.52505 | 0.52505 | 0.72523 | 0.69856
12 | 1 | 10 | 188.3 | 210.2 | 210.2 | 359.9 | 339.5 | 2024-12-01 10:00 | 0.56327 | 0.57244 | 0.57244 | 0.72342 | 0.66154
12 | 1 | 11 | 192 | 203.7 | 203.7 | 357.75 | 347.5 | 2024-12-01 11:00 | 0.57433 | 0.55474 | 0.55474 | 0.7191 | 0.67712
12 | 1 | 12 | 187.4 | 189.7 | 189.7 | 346.75 | 361 | 2024-12-01 12:00 | 0.56057 | 0.51661 | 0.51661 | 0.69698 | 0.70343
12 | 1 | 13 | 194.3 | 200 | 200 | 337.95 | 370 | 2024-12-01 13:00 | 0.58121 | 0.54466 | 0.54466 | 0.6793 | 0.72097
12 | 1 | 14 | 206.8 | 212.1 | 212.1 | 387.05 | 375 | 2024-12-01 14:00 | 0.61861 | 0.57761 | 0.57761 | 0.77799 | 0.73071
12 | 1 | 15 | 197.7 | 220 | 220 | 405.65 | 403 | 2024-12-01 15:00 | 0.59138 | 0.59913 | 0.59913 | 0.81538 | 0.78527
12 | 1 | 16 | 226.2 | 222.7 | 222.7 | 383.4 | 395.2 | 2024-12-01 16:00 | 0.67664 | 0.60648 | 0.60648 | 0.77065 | 0.77007
12 | 1 | 17 | 213.8 | 234.7 | 234.7 | 417.5 | 435.7 | 2024-12-01 17:00 | 0.63955 | 0.63916 | 0.63916 | 0.8392 | 0.84899
12 | 1 | 18 | 291.4 | 302.2 | 302.2 | 451.6 | 471.1 | 2024-12-01 18:00 | 0.87167 | 0.82298 | 0.82298 | 0.90774 | 0.91797
12 | 1 | 19 | 298.9 | 354.4 | 354.4 | 459.65 | 506.5 | 2024-12-01 19:00 | 0.89411 | 0.96514 | 0.96514 | 0.92392 | 0.98694
12 | 1 | 20 | 290.1 | 358.4 | 358.4 | 474 | 500.7 | 2024-12-01 20:00 | 0.86778 | 0.97603 | 0.97603 | 0.95276 | 0.97564
12 | 1 | 21 | 287.2 | 330.1 | 330.1 | 467.2 | 479.9 | 2024-12-01 21:00 | 0.85911 | 0.89897 | 0.89897 | 0.9391 | 0.93511
12 | 1 | 22 | 271.6 | 315.4 | 315.4 | 453.6 | 462.6 | 2024-12-01 22:00 | 0.81244 | 0.85893 | 0.85893 | 0.91176 | 0.9014
12 | 1 | 23 | 223.3 | 302.4 | 302.4 | 421.1 | 447.71 | 2024-12-01 23:00 | 0.66796 | 0.82353 | 0.82353 | 0.84643 | 0.87239
12 | 2 | 0 | 216.2 | 221.8 | 221.8 | 391.55 | 391.8 | 2024-12-02 | 0.64672 | 0.60403 | 0.60403 | 0.78704 | 0.76345
12 | 2 | 1 | 216.3 | 220 | 220 | 386.15 | 401.5 | 2024-12-02 01:00 | 0.64702 | 0.59913 | 0.59913 | 0.77618 | 0.78235
12 | 2 | 2 | 210.3 | 205.2 | 205.2 | 360.25 | 376 | 2024-12-02 02:00 | 0.62908 | 0.55882 | 0.55882 | 0.72412 | 0.73266
12 | 2 | 3 | 208.1 | 206.6 | 206.6 | 351.25 | 366 | 2024-12-02 03:00 | 0.62249 | 0.56264 | 0.56264 | 0.70603 | 0.71317
12 | 2 | 4 | 210.3 | 203.8 | 203.8 | 350.25 | 366 | 2024-12-02 04:00 | 0.62908 | 0.55501 | 0.55501 | 0.70402 | 0.71317
12 | 2 | 5 | 215.4 | 210.7 | 210.7 | 361.25 | 384 | 2024-12-02 05:00 | 0.64433 | 0.5738 | 0.5738 | 0.72613 | 0.74825
12 | 2 | 6 | 200.9 | 197 | 197 | 378.9 | 368.3 | 2024-12-02 06:00 | 0.60096 | 0.53649 | 0.53649 | 0.76161 | 0.71765
12 | 2 | 7 | 158.5 | 190.6 | 190.6 | 351.8 | 364.3 | 2024-12-02 07:00 | 0.47413 | 0.51906 | 0.51906 | 0.70714 | 0.70986
12 | 2 | 8 | 150.8 | 162.2 | 162.2 | 353.9 | 364 | 2024-12-02 08:00 | 0.45109 | 0.44172 | 0.44172 | 0.71136 | 0.70928
12 | 2 | 9 | 145.6 | 142.4 | 142.4 | 364 | 356 | 2024-12-02 09:00 | 0.43554 | 0.3878 | 0.3878 | 0.73166 | 0.69369
12 | 2 | 10 | 134.4 | 134.2 | 134.2 | 344.675 | 359 | 2024-12-02 10:00 | 0.40203 | 0.36547 | 0.36547 | 0.69281 | 0.69953
12 | 2 | 11 | 147.5 | 125.2 | 125.2 | 349.775 | 350.4 | 2024-12-02 11:00 | 0.44122 | 0.34096 | 0.34096 | 0.70307 | 0.68277
12 | 2 | 12 | 149.6 | 112.8 | 112.8 | 346.275 | 357.9 | 2024-12-02 12:00 | 0.4475 | 0.30719 | 0.30719 | 0.69603 | 0.69739
12 | 2 | 13 | 154.3 | 104.8 | 104.8 | 352.275 | 348.9 | 2024-12-02 13:00 | 0.46156 | 0.2854 | 0.2854 | 0.70809 | 0.67985
12 | 2 | 14 | 171.7 | 116.4 | 116.4 | 345.975 | 381.1 | 2024-12-02 14:00 | 0.51361 | 0.31699 | 0.31699 | 0.69543 | 0.7426
12 | 2 | 15 | 174.2 | 110.15 | 110.15 | 359.575 | 422.8 | 2024-12-02 15:00 | 0.52109 | 0.29997 | 0.29997 | 0.72276 | 0.82385
12 | 2 | 16 | 188.9 | 113.2 | 113.2 | 361.775 | 401.1 | 2024-12-02 16:00 | 0.56506 | 0.30828 | 0.30828 | 0.72719 | 0.78157
12 | 2 | 17 | 185.9 | 172.4 | 172.4 | 384.7 | 406.2 | 2024-12-02 17:00 | 0.55609 | 0.4695 | 0.4695 | 0.77327 | 0.7915
12 | 2 | 18 | 257.4 | 234.1 | 234.1 | 436.5 | 423 | 2024-12-02 18:00 | 0.76997 | 0.63753 | 0.63753 | 0.87739 | 0.82424
12 | 2 | 19 | 292.7 | 322.1 | 322.1 | 443.5 | 480 | 2024-12-02 19:00 | 0.87556 | 0.87718 | 0.87718 | 0.89146 | 0.93531
12 | 2 | 20 | 315.8 | 327.3 | 327.3 | 447.6 | 494.3 | 2024-12-02 20:00 | 0.94466 | 0.89134 | 0.89134 | 0.8997 | 0.96317
12 | 2 | 21 | 292.2 | 319 | 319 | 455 | 464.5 | 2024-12-02 21:00 | 0.87407 | 0.86874 | 0.86874 | 0.91457 | 0.90511
12 | 2 | 22 | 248.5 | 301.4 | 301.4 | 419.4 | 459.4 | 2024-12-02 22:00 | 0.74334 | 0.82081 | 0.82081 | 0.84302 | 0.89517
12 | 2 | 23 | 217.6 | 302.4 | 302.4 | 399.6 | 420.6 | 2024-12-02 23:00 | 0.65091 | 0.82353 | 0.82353 | 0.80322 | 0.81956
12 | 3 | 0 | 233.1 | 266.3 | 266.3 | 376.95 | 317.9 | 2024-12-03 | 0.69728 | 0.72522 | 0.72522 | 0.75769 | 0.61945
12 | 3 | 1 | 234.2 | 260.5 | 260.5 | 367.35 | 330 | 2024-12-03 01:00 | 0.70057 | 0.70942 | 0.70942 | 0.73839 | 0.64302
12 | 3 | 2 | 232.2 | 252.7 | 252.7 | 362.05 | 288 | 2024-12-03 02:00 | 0.69459 | 0.68818 | 0.68818 | 0.72774 | 0.56118
12 | 3 | 3 | 230.1 | 267.6 | 267.6 | 369.85 | 289 | 2024-12-03 03:00 | 0.6883 | 0.72876 | 0.72876 | 0.74342 | 0.56313
12 | 3 | 4 | 234.2 | 246.9 | 246.9 | 359.3 | 287 | 2024-12-03 04:00 | 0.70057 | 0.67239 | 0.67239 | 0.72221 | 0.55924
12 | 3 | 5 | 171.5 | 246 | 246 | 384.7 | 289 | 2024-12-03 05:00 | 0.51301 | 0.66993 | 0.66993 | 0.77327 | 0.56313
12 | 3 | 6 | 171.4 | 262.6 | 262.6 | 397.05 | 352.4 | 2024-12-03 06:00 | 0.51271 | 0.71514 | 0.71514 | 0.79809 | 0.68667
12 | 3 | 7 | 209.8 | 245.2 | 245.2 | 371.85 | 370.3 | 2024-12-03 07:00 | 0.62758 | 0.66776 | 0.66776 | 0.74744 | 0.72155
12 | 3 | 8 | 208.7 | 245.9 | 245.9 | 374.55 | 356.4 | 2024-12-03 08:00 | 0.62429 | 0.66966 | 0.66966 | 0.75286 | 0.69447
12 | 3 | 9 | 158.9 | 243.4 | 243.4 | 379.1 | 339.5 | 2024-12-03 09:00 | 0.47532 | 0.66285 | 0.66285 | 0.76201 | 0.66154
12 | 3 | 10 | 166.4 | 240.6 | 240.6 | 367.1 | 357.1 | 2024-12-03 10:00 | 0.49776 | 0.65523 | 0.65523 | 0.73789 | 0.69583
12 | 3 | 11 | 170.7 | 241.2 | 241.2 | 370.75 | 362.4 | 2024-12-03 11:00 | 0.51062 | 0.65686 | 0.65686 | 0.74523 | 0.70616
12 | 3 | 12 | 189.9 | 231.5 | 231.5 | 352.75 | 370 | 2024-12-03 12:00 | 0.56805 | 0.63045 | 0.63045 | 0.70905 | 0.72097
12 | 3 | 13 | 195.8 | 245.9 | 245.9 | 355.55 | 367.5 | 2024-12-03 13:00 | 0.5857 | 0.66966 | 0.66966 | 0.71467 | 0.7161
12 | 3 | 14 | 198.8 | 212 | 212 | 373.85 | 385.1 | 2024-12-03 14:00 | 0.59468 | 0.57734 | 0.57734 | 0.75146 | 0.75039
12 | 3 | 15 | 203.8 | 212.2 | 212.2 | 379.85 | 362.3 | 2024-12-03 15:00 | 0.60963 | 0.57789 | 0.57789 | 0.76352 | 0.70596
12 | 3 | 16 | 197.3 | 193.7 | 193.7 | 378.45 | 393.7 | 2024-12-03 16:00 | 0.59019 | 0.52751 | 0.52751 | 0.7607 | 0.76715
12 | 3 | 17 | 180.6 | 198.8 | 198.8 | 377.55 | 400 | 2024-12-03 17:00 | 0.54023 | 0.54139 | 0.54139 | 0.75889 | 0.77942
12 | 3 | 18 | 240 | 231.3 | 231.3 | 441 | 438.9 | 2024-12-03 18:00 | 0.71792 | 0.6299 | 0.6299 | 0.88643 | 0.85522
12 | 3 | 19 | 308.05 | 340.2 | 340.2 | 463.9 | 480.6 | 2024-12-03 19:00 | 0.92148 | 0.92647 | 0.92647 | 0.93246 | 0.93648
12 | 3 | 20 | 304.05 | 292.6 | 292.6 | 472.1 | 472.7 | 2024-12-03 20:00 | 0.90951 | 0.79684 | 0.79684 | 0.94894 | 0.92108
12 | 3 | 21 | 293 | 342.2 | 342.2 | 412.6 | 464.7 | 2024-12-03 21:00 | 0.87646 | 0.93192 | 0.93192 | 0.82935 | 0.90549
12 | 3 | 22 | 251.3 | 320.1 | 320.1 | 416.95 | 459.5 | 2024-12-03 22:00 | 0.75172 | 0.87173 | 0.87173 | 0.83809 | 0.89536
12 | 3 | 23 | 239 | 291.5 | 291.5 | 392.55 | 403.6 | 2024-12-03 23:00 | 0.71493 | 0.79385 | 0.79385 | 0.78905 | 0.78644
12 | 4 | 0 | 238.5 | 241.3 | 241.3 | 398.6 | 381.1 | 2024-12-04 | 0.71343 | 0.65714 | 0.65714 | 0.80121 | 0.7426
12 | 4 | 1 | 242.8 | 261.5 | 261.5 | 365.6 | 383.8 | 2024-12-04 01:00 | 0.72629 | 0.71215 | 0.71215 | 0.73487 | 0.74786
12 | 4 | 2 | 234.7 | 230.1 | 230.1 | 356.6 | 355 | 2024-12-04 02:00 | 0.70206 | 0.62663 | 0.62663 | 0.71678 | 0.69174
12 | 4 | 3 | 231.8 | 247.5 | 247.5 | 349.7 | 340 | 2024-12-04 03:00 | 0.69339 | 0.67402 | 0.67402 | 0.70291 | 0.66251
12 | 4 | 4 | 235.8 | 265.4 | 265.4 | 343.8 | 324 | 2024-12-04 04:00 | 0.70535 | 0.72277 | 0.72277 | 0.69106 | 0.63133
12 | 4 | 5 | 234.9 | 235.7 | 235.7 | 345.2 | 328 | 2024-12-04 05:00 | 0.70266 | 0.64188 | 0.64188 | 0.69387 | 0.63913
12 | 4 | 6 | 236.55 | 205.2 | 205.2 | 363.8 | 340 | 2024-12-04 06:00 | 0.7076 | 0.55882 | 0.55882 | 0.73126 | 0.66251
12 | 4 | 7 | 180.4 | 195.7 | 195.7 | 348.7 | 362 | 2024-12-04 07:00 | 0.53964 | 0.53295 | 0.53295 | 0.7009 | 0.70538
12 | 4 | 8 | 181.4 | 149.8 | 149.8 | 341.5 | 358 | 2024-12-04 08:00 | 0.54263 | 0.40795 | 0.40795 | 0.68643 | 0.69758
12 | 4 | 9 | 168.4 | 171.6 | 171.6 | 336.9 | 354 | 2024-12-04 09:00 | 0.50374 | 0.46732 | 0.46732 | 0.67719 | 0.68979
12 | 4 | 10 | 173.1 | 169.6 | 169.6 | 342.8 | 350 | 2024-12-04 10:00 | 0.5178 | 0.46187 | 0.46187 | 0.68905 | 0.682
12 | 4 | 11 | 162.7 | 174.5 | 174.5 | 350.4 | 362 | 2024-12-04 11:00 | 0.48669 | 0.47522 | 0.47522 | 0.70432 | 0.70538
12 | 4 | 12 | 162.9 | 133.2 | 133.2 | 348.2 | 370 | 2024-12-04 12:00 | 0.48729 | 0.36275 | 0.36275 | 0.6999 | 0.72097
12 | 4 | 13 | 170.2 | 133.1 | 133.1 | 352.4 | 389 | 2024-12-04 13:00 | 0.50912 | 0.36247 | 0.36247 | 0.70834 | 0.75799
12 | 4 | 14 | 172.3 | 130.9 | 130.9 | 356.4 | 392.2 | 2024-12-04 14:00 | 0.51541 | 0.35648 | 0.35648 | 0.71638 | 0.76422
12 | 4 | 15 | 172.1 | 132.9 | 132.9 | 366.05 | 369.3 | 2024-12-04 15:00 | 0.51481 | 0.36193 | 0.36193 | 0.73578 | 0.7196
12 | 4 | 16 | 168.1 | 143 | 143 | 379.05 | 406.2 | 2024-12-04 16:00 | 0.50284 | 0.38943 | 0.38943 | 0.76191 | 0.7915
12 | 4 | 17 | 206.2 | 226 | 226 | 400.4 | 406 | 2024-12-04 17:00 | 0.61681 | 0.61547 | 0.61547 | 0.80482 | 0.79111
12 | 4 | 18 | 253.6 | 329.6 | 329.6 | 437.2 | 390.5 | 2024-12-04 18:00 | 0.7586 | 0.8976 | 0.8976 | 0.87879 | 0.76091
12 | 4 | 19 | 282.5 | 347.8 | 347.8 | 416.8 | 426.2 | 2024-12-04 19:00 | 0.84505 | 0.94717 | 0.94717 | 0.83779 | 0.83048
12 | 4 | 20 | 303.5 | 356.5 | 356.5 | 453.4 | 414.1 | 2024-12-04 20:00 | 0.90787 | 0.97086 | 0.97086 | 0.91136 | 0.8069
12 | 4 | 21 | 299.4 | 350.4 | 350.4 | 460.3 | 412.1 | 2024-12-04 21:00 | 0.8956 | 0.95425 | 0.95425 | 0.92523 | 0.803
12 | 4 | 22 | 258.4 | 327.8 | 327.8 | 437.7 | 386.6 | 2024-12-04 22:00 | 0.77296 | 0.8927 | 0.8927 | 0.8798 | 0.75331
12 | 4 | 23 | 231.3 | 281.8 | 281.8 | 403.7 | 367.3 | 2024-12-04 23:00 | 0.69189 | 0.76743 | 0.76743 | 0.81146 | 0.71571
12 | 5 | 0 | 229.2 | 276 | 276 | 392 | 346.3 | 2024-12-05 | 0.68561 | 0.75163 | 0.75163 | 0.78794 | 0.67479
12 | 5 | 1 | 236.4 | 269.4 | 269.4 | 379.8 | 332 | 2024-12-05 01:00 | 0.70715 | 0.73366 | 0.73366 | 0.76342 | 0.64692
12 | 5 | 2 | 233.5 | 261.4 | 261.4 | 369.1 | 322 | 2024-12-05 02:00 | 0.69847 | 0.71187 | 0.71187 | 0.74191 | 0.62744
12 | 5 | 3 | 230.5 | 262.4 | 262.4 | 361.5 | 306 | 2024-12-05 03:00 | 0.6895 | 0.7146 | 0.7146 | 0.72663 | 0.59626
12 | 5 | 4 | 230.6 | 266.6 | 266.6 | 357.3 | 321 | 2024-12-05 04:00 | 0.6898 | 0.72603 | 0.72603 | 0.71819 | 0.62549
12 | 5 | 5 | 237.5 | 262.7 | 262.7 | 355.1 | 329 | 2024-12-05 05:00 | 0.71044 | 0.71541 | 0.71541 | 0.71377 | 0.64108
12 | 5 | 6 | 244 | 267.9 | 267.9 | 359.7 | 354.9 | 2024-12-05 06:00 | 0.72988 | 0.72958 | 0.72958 | 0.72302 | 0.69154
12 | 5 | 7 | 230.5 | 244.4 | 244.4 | 359.4 | 307.9 | 2024-12-05 07:00 | 0.6895 | 0.66558 | 0.66558 | 0.72241 | 0.59996
12 | 5 | 8 | 192.8 | 231.2 | 231.2 | 340.9 | 309.5 | 2024-12-05 08:00 | 0.57673 | 0.62963 | 0.62963 | 0.68523 | 0.60308
12 | 5 | 9 | 195.7 | 209.8 | 209.8 | 329 | 321.9 | 2024-12-05 09:00 | 0.5854 | 0.57135 | 0.57135 | 0.66131 | 0.62724
12 | 5 | 10 | 189.7 | 203.3 | 203.3 | 273.2 | 324.1 | 2024-12-05 10:00 | 0.56745 | 0.55365 | 0.55365 | 0.54915 | 0.63153
12 | 5 | 11 | 193.8 | 192.6 | 192.6 | 269.9 | 323.8 | 2024-12-05 11:00 | 0.57972 | 0.52451 | 0.52451 | 0.54251 | 0.63094
12 | 5 | 12 | 192.8 | 188.5 | 188.5 | 278.7 | 335 | 2024-12-05 12:00 | 0.57673 | 0.51334 | 0.51334 | 0.5602 | 0.65277
12 | 5 | 13 | 197.3 | 220.9 | 220.9 | 289 | 330.8 | 2024-12-05 13:00 | 0.59019 | 0.60158 | 0.60158 | 0.5809 | 0.64458
12 | 5 | 14 | 205.2 | 232.6 | 232.6 | 343.3 | 366.4 | 2024-12-05 14:00 | 0.61382 | 0.63344 | 0.63344 | 0.69005 | 0.71395
12 | 5 | 15 | 209.2 | 234 | 234 | 362.1 | 374 | 2024-12-05 15:00 | 0.62579 | 0.63725 | 0.63725 | 0.72784 | 0.72876
12 | 5 | 16 | 250.5 | 242.3 | 242.3 | 372.9 | 383 | 2024-12-05 16:00 | 0.74933 | 0.65986 | 0.65986 | 0.74955 | 0.7463
12 | 5 | 17 | 237.5 | 245 | 245 | 387.8 | 393.2 | 2024-12-05 17:00 | 0.71044 | 0.66721 | 0.66721 | 0.7795 | 0.76617
12 | 5 | 18 | 298.95 | 330.1 | 330.1 | 426.2 | 434.5 | 2024-12-05 18:00 | 0.89426 | 0.89897 | 0.89897 | 0.85668 | 0.84665
12 | 5 | 19 | 307.7 | 351.1 | 351.1 | 453.3 | 462.5 | 2024-12-05 19:00 | 0.92043 | 0.95615 | 0.95615 | 0.91116 | 0.90121
12 | 5 | 20 | 315.3 | 367.2 | 367.2 | 454.3 | 467.8 | 2024-12-05 20:00 | 0.94316 | 1 | 1 | 0.91317 | 0.91154
12 | 5 | 21 | 310.95 | 348.9 | 348.9 | 445.5 | 457.7 | 2024-12-05 21:00 | 0.93015 | 0.95016 | 0.95016 | 0.89548 | 0.89186
12 | 5 | 22 | 294.15 | 321.6 | 321.6 | 351.2 | 440.8 | 2024-12-05 22:00 | 0.8799 | 0.87582 | 0.87582 | 0.70593 | 0.85892
12 | 5 | 23 | 263.25 | 319 | 319 | 411.6 | 403.2 | 2024-12-05 23:00 | 0.78747 | 0.86874 | 0.86874 | 0.82734 | 0.78566
12 | 6 | 0 | 22.85 | 278.8 | 278.8 | 360.15 | 387.7 | 2024-12-06 | 0.068352 | 0.75926 | 0.75926 | 0.72392 | 0.75546
12 | 6 | 1 | 73.25 | 268 | 268 | 338.15 | 366.8 | 2024-12-06 01:00 | 0.21911 | 0.72985 | 0.72985 | 0.6797 | 0.71473
12 | 6 | 2 | 204.7 | 265.9 | 265.9 | 344.35 | 352 | 2024-12-06 02:00 | 0.61232 | 0.72413 | 0.72413 | 0.69216 | 0.68589
12 | 6 | 3 | 163.6 | 266.3 | 266.3 | 329.05 | 351 | 2024-12-06 03:00 | 0.48938 | 0.72522 | 0.72522 | 0.66141 | 0.68394
12 | 6 | 4 | 186.6 | 258.1 | 258.1 | 348.95 | 352 | 2024-12-06 04:00 | 0.55818 | 0.70289 | 0.70289 | 0.70141 | 0.68589
12 | 6 | 5 | 185.3 | 267.7 | 267.7 | 359.65 | 364 | 2024-12-06 05:00 | 0.55429 | 0.72903 | 0.72903 | 0.72291 | 0.70928
12 | 6 | 6 | 237.4 | 281.8 | 281.8 | 382.9 | 418 | 2024-12-06 06:00 | 0.71014 | 0.76743 | 0.76743 | 0.76965 | 0.8145
12 | 6 | 7 | 211.5 | 256 | 256 | 362.8 | 375 | 2024-12-06 07:00 | 0.63267 | 0.69717 | 0.69717 | 0.72925 | 0.73071
12 | 6 | 8 | 226.1 | 217.6 | 217.6 | 344 | 370 | 2024-12-06 08:00 | 0.67634 | 0.59259 | 0.59259 | 0.69146 | 0.72097
12 | 6 | 9 | 220.8 | 202.3 | 202.3 | 357.6 | 364 | 2024-12-06 09:00 | 0.66048 | 0.55093 | 0.55093 | 0.71879 | 0.70928
12 | 6 | 10 | 233.3 | 197.4 | 197.4 | 356.8 | 373 | 2024-12-06 10:00 | 0.69788 | 0.53758 | 0.53758 | 0.71719 | 0.72681
12 | 6 | 11 | 225.1 | 219.9 | 219.9 | 353.3 | 376 | 2024-12-06 11:00 | 0.67335 | 0.59886 | 0.59886 | 0.71015 | 0.73266
12 | 6 | 12 | 227.1 | 227 | 227 | 327.6 | 391 | 2024-12-06 12:00 | 0.67933 | 0.61819 | 0.61819 | 0.65849 | 0.76189
12 | 6 | 13 | 225.2 | 225.5 | 225.5 | 303.8 | 389 | 2024-12-06 13:00 | 0.67365 | 0.61411 | 0.61411 | 0.61065 | 0.75799
12 | 6 | 14 | 232 | 222.7 | 222.7 | 343.5 | 397.5 | 2024-12-06 14:00 | 0.69399 | 0.60648 | 0.60648 | 0.69045 | 0.77455
12 | 6 | 15 | 224.5 | 235.3 | 235.3 | 348.9 | 406.8 | 2024-12-06 15:00 | 0.67155 | 0.6408 | 0.6408 | 0.70131 | 0.79267
12 | 6 | 16 | 234.6 | 269.2 | 269.2 | 372.6 | 413 | 2024-12-06 16:00 | 0.70176 | 0.73312 | 0.73312 | 0.74894 | 0.80475
12 | 6 | 17 | 242.8 | 274.5 | 274.5 | 375.4 | 410.4 | 2024-12-06 17:00 | 0.72629 | 0.74755 | 0.74755 | 0.75457 | 0.79969
12 | 6 | 18 | 297.55 | 327.8 | 327.8 | 407.05 | 469.7 | 2024-12-06 18:00 | 0.89007 | 0.8927 | 0.8927 | 0.81819 | 0.91524
12 | 6 | 19 | 306 | 356.1 | 356.1 | 497.5 | 488 | 2024-12-06 19:00 | 0.91535 | 0.96977 | 0.96977 | 1 | 0.9509
12 | 6 | 20 | 306.95 | 359.7 | 359.7 | 439.4 | 501.1 | 2024-12-06 20:00 | 0.91819 | 0.97958 | 0.97958 | 0.88322 | 0.97642
12 | 6 | 21 | 306.3 | 351.9 | 351.9 | 454.75 | 488.1 | 2024-12-06 21:00 | 0.91624 | 0.95833 | 0.95833 | 0.91407 | 0.95109
12 | 6 | 22 | 299.85 | 325.3 | 325.3 | 457.55 | 468.6 | 2024-12-06 22:00 | 0.89695 | 0.88589 | 0.88589 | 0.9197 | 0.91309
12 | 6 | 23 | 267.05 | 279.3 | 279.3 | 394.85 | 435 | 2024-12-06 23:00 | 0.79883 | 0.76062 | 0.76062 | 0.79367 | 0.84762
12 | 7 | 0 | 264.9 | 284.5 | 284.5 | 371.95 | 404.4 | 2024-12-07 | 0.7924 | 0.77478 | 0.77478 | 0.74764 | 0.788
12 | 7 | 1 | 258.4 | 269.8 | 269.8 | 385.8 | 388.3 | 2024-12-07 01:00 | 0.77296 | 0.73475 | 0.73475 | 0.77548 | 0.75663
12 | 7 | 2 | 220.5 | 279.5 | 279.5 | 369.5 | 379.4 | 2024-12-07 02:00 | 0.65959 | 0.76117 | 0.76117 | 0.74271 | 0.73928
12 | 7 | 3 | 240.5 | 264.3 | 264.3 | 361.8 | 405.8 | 2024-12-07 03:00 | 0.71941 | 0.71977 | 0.71977 | 0.72724 | 0.79072
12 | 7 | 4 | 239.4 | 253.3 | 253.3 | 363.4 | 389 | 2024-12-07 04:00 | 0.71612 | 0.68981 | 0.68981 | 0.73045 | 0.75799
12 | 7 | 5 | 239.5 | 263.8 | 263.8 | 376.85 | 406 | 2024-12-07 05:00 | 0.71642 | 0.71841 | 0.71841 | 0.75749 | 0.79111
12 | 7 | 6 | 238.6 | 265.5 | 265.5 | 403.15 | 437 | 2024-12-07 06:00 | 0.71373 | 0.72304 | 0.72304 | 0.81035 | 0.85152
12 | 7 | 7 | 222.4 | 246.4 | 246.4 | 367.1 | 388 | 2024-12-07 07:00 | 0.66527 | 0.67102 | 0.67102 | 0.73789 | 0.75604
12 | 7 | 8 | 232.1 | 204.9 | 204.9 | 365.8 | 383 | 2024-12-07 08:00 | 0.69429 | 0.55801 | 0.55801 | 0.73528 | 0.7463
12 | 7 | 9 | 236.1 | 199 | 199 | 341.4 | 374 | 2024-12-07 09:00 | 0.70625 | 0.54194 | 0.54194 | 0.68623 | 0.72876
12 | 7 | 10 | 225.2 | 227.6 | 227.6 | 343.6 | 361 | 2024-12-07 10:00 | 0.67365 | 0.61983 | 0.61983 | 0.69065 | 0.70343
12 | 7 | 11 | 224.7 | 235.1 | 235.1 | 332.2 | 378 | 2024-12-07 11:00 | 0.67215 | 0.64025 | 0.64025 | 0.66774 | 0.73655
12 | 7 | 12 | 217.3 | 240.8 | 240.8 | 353.4 | 380 | 2024-12-07 12:00 | 0.65001 | 0.65577 | 0.65577 | 0.71035 | 0.74045
12 | 7 | 13 | 189.7 | 236.8 | 236.8 | 349.4 | 368 | 2024-12-07 13:00 | 0.56745 | 0.64488 | 0.64488 | 0.70231 | 0.71707
12 | 7 | 14 | 200.5 | 233 | 233 | 358.55 | 372.5 | 2024-12-07 14:00 | 0.59976 | 0.63453 | 0.63453 | 0.7207 | 0.72584
12 | 7 | 15 | 192.5 | 230.1 | 230.1 | 362.85 | 390.5 | 2024-12-07 15:00 | 0.57583 | 0.62663 | 0.62663 | 0.72935 | 0.76091
12 | 7 | 16 | 193.1 | 224.9 | 224.9 | 367.75 | 411.5 | 2024-12-07 16:00 | 0.57762 | 0.61247 | 0.61247 | 0.7392 | 0.80183
12 | 7 | 17 | 193.3 | 242.7 | 242.7 | 395 | 428.4 | 2024-12-07 17:00 | 0.57822 | 0.66095 | 0.66095 | 0.79397 | 0.83476
12 | 7 | 18 | 211.75 | 315 | 315 | 394.8 | 458.3 | 2024-12-07 18:00 | 0.63341 | 0.85784 | 0.85784 | 0.79357 | 0.89302
12 | 7 | 19 | 233.9 | 356.8 | 356.8 | 455 | 508.8 | 2024-12-07 19:00 | 0.69967 | 0.97168 | 0.97168 | 0.91457 | 0.99143
12 | 7 | 20 | 264.4 | 346.2 | 346.2 | 442.2 | 488.6 | 2024-12-07 20:00 | 0.79091 | 0.94281 | 0.94281 | 0.88884 | 0.95207
12 | 7 | 21 | 265.65 | 349.89 | 349.89 | 427 | 490.1 | 2024-12-07 21:00 | 0.79465 | 0.95286 | 0.95286 | 0.85829 | 0.95499
12 | 7 | 22 | 252.95 | 328.5 | 328.5 | 441.2 | 479.1 | 2024-12-07 22:00 | 0.75666 | 0.89461 | 0.89461 | 0.88683 | 0.93355
12 | 7 | 23 | 252.9 | 285.3 | 285.3 | 410.9 | 444.6 | 2024-12-07 23:00 | 0.75651 | 0.77696 | 0.77696 | 0.82593 | 0.86633
12 | 8 | 0 | 260.1 | 253 | 253 | 387.95 | 406.5 | 2024-12-08 | 0.77804 | 0.689 | 0.689 | 0.7798 | 0.79209
12 | 8 | 1 | 252.6 | 245.8 | 245.8 | 358.8 | 395.5 | 2024-12-08 01:00 | 0.75561 | 0.66939 | 0.66939 | 0.72121 | 0.77065
12 | 8 | 2 | 248.6 | 230.4 | 230.4 | 349.5 | 389.5 | 2024-12-08 02:00 | 0.74364 | 0.62745 | 0.62745 | 0.70251 | 0.75896
12 | 8 | 3 | 246.6 | 233.6 | 233.6 | 348.1 | 375 | 2024-12-08 03:00 | 0.73766 | 0.63617 | 0.63617 | 0.6997 | 0.73071
12 | 8 | 4 | 245.7 | 228.5 | 228.5 | 335.1 | 376 | 2024-12-08 04:00 | 0.73497 | 0.62228 | 0.62228 | 0.67357 | 0.73266
12 | 8 | 5 | 258.7 | 166.3 | 166.3 | 346.4 | 393 | 2024-12-08 05:00 | 0.77386 | 0.45289 | 0.45289 | 0.69628 | 0.76578
12 | 8 | 6 | 265.3 | 168.7 | 168.7 | 381 | 404.6 | 2024-12-08 06:00 | 0.7936 | 0.45942 | 0.45942 | 0.76583 | 0.78839
12 | 8 | 7 | 254.8 | 129.2 | 129.2 | 363 | 377.3 | 2024-12-08 07:00 | 0.76219 | 0.35185 | 0.35185 | 0.72965 | 0.73519
12 | 8 | 8 | 235.4 | 100.6 | 100.6 | 375.2 | 382.3 | 2024-12-08 08:00 | 0.70416 | 0.27397 | 0.27397 | 0.75417 | 0.74493
12 | 8 | 9 | 232.2 | 100.8 | 100.8 | 356.2 | 374 | 2024-12-08 09:00 | 0.69459 | 0.27451 | 0.27451 | 0.71598 | 0.72876
12 | 8 | 10 | 223.8 | 82.4 | 82.4 | 357 | 367.5 | 2024-12-08 10:00 | 0.66946 | 0.2244 | 0.2244 | 0.71759 | 0.7161
12 | 8 | 11 | 222.8 | 90 | 90 | 360.2 | 381 | 2024-12-08 11:00 | 0.66647 | 0.2451 | 0.2451 | 0.72402 | 0.7424
12 | 8 | 12 | 231.8 | 91.9 | 91.9 | 369.65 | 389.7 | 2024-12-08 12:00 | 0.69339 | 0.25027 | 0.25027 | 0.74302 | 0.75935
12 | 8 | 13 | 231.2 | 75.4 | 75.4 | 360.05 | 392.7 | 2024-12-08 13:00 | 0.69159 | 0.20534 | 0.20534 | 0.72372 | 0.7652
12 | 8 | 14 | 237.9 | 97.8 | 97.8 | 349.05 | 388 | 2024-12-08 14:00 | 0.71164 | 0.26634 | 0.26634 | 0.70161 | 0.75604
12 | 8 | 15 | 229.1 | 105.2 | 105.2 | 406.4 | 368.5 | 2024-12-08 15:00 | 0.68531 | 0.28649 | 0.28649 | 0.81688 | 0.71804
12 | 8 | 16 | 227.4 | 87.6 | 87.6 | 349.1 | 405.4 | 2024-12-08 16:00 | 0.68023 | 0.23856 | 0.23856 | 0.70171 | 0.78995
12 | 8 | 17 | 242.2 | 189.7 | 189.7 | 336.7 | 416.6 | 2024-12-08 17:00 | 0.7245 | 0.51661 | 0.51661 | 0.67678 | 0.81177
12 | 8 | 18 | 289.7 | 280.5 | 280.5 | 389.35 | 455.9 | 2024-12-08 18:00 | 0.86659 | 0.76389 | 0.76389 | 0.78261 | 0.88835
12 | 8 | 19 | 314 | 347.8 | 347.8 | 421.45 | 402.9 | 2024-12-08 19:00 | 0.93928 | 0.94717 | 0.94717 | 0.84714 | 0.78507
12 | 8 | 20 | 314.7 | 348.7 | 348.7 | 438.15 | 460.6 | 2024-12-08 20:00 | 0.94137 | 0.94962 | 0.94962 | 0.8807 | 0.89751
12 | 8 | 21 | 306.5 | 352.1 | 352.1 | 443.45 | 471.1 | 2024-12-08 21:00 | 0.91684 | 0.95888 | 0.95888 | 0.89136 | 0.91797
12 | 8 | 22 | 285.8 | 287.4 | 287.4 | 412.25 | 457.6 | 2024-12-08 22:00 | 0.85492 | 0.78268 | 0.78268 | 0.82864 | 0.89166
12 | 8 | 23 | 275.1 | 269.5 | 269.5 | 420.85 | 454.7 | 2024-12-08 23:00 | 0.82291 | 0.73393 | 0.73393 | 0.84593 | 0.88601
12 | 9 | 0 | 249.9 | 271 | 271 | 407.95 | 408.5 | 2024-12-09 | 0.74753 | 0.73802 | 0.73802 | 0.82 | 0.79599
12 | 9 | 1 | 253 | 267.2 | 267.2 | 377.6 | 395.7 | 2024-12-09 01:00 | 0.75681 | 0.72767 | 0.72767 | 0.75899 | 0.77104
12 | 9 | 2 | 248.1 | 267.3 | 267.3 | 357.35 | 382.5 | 2024-12-09 02:00 | 0.74215 | 0.72794 | 0.72794 | 0.71829 | 0.74532
12 | 9 | 3 | 244.1 | 256.2 | 256.2 | 353.35 | 365.5 | 2024-12-09 03:00 | 0.73018 | 0.69771 | 0.69771 | 0.71025 | 0.7122
12 | 9 | 4 | 197.8 | 253.4 | 253.4 | 350.35 | 375 | 2024-12-09 04:00 | 0.59168 | 0.69009 | 0.69009 | 0.70422 | 0.73071
12 | 9 | 5 | 209.4 | 251.9 | 251.9 | 359.45 | 381 | 2024-12-09 05:00 | 0.62638 | 0.686 | 0.686 | 0.72251 | 0.7424
12 | 9 | 6 | 229.1 | 256.6 | 256.6 | 401.05 | 423 | 2024-12-09 06:00 | 0.68531 | 0.6988 | 0.6988 | 0.80613 | 0.82424
12 | 9 | 7 | 227.6 | 255.7 | 255.7 | 376.95 | 388.5 | 2024-12-09 07:00 | 0.68083 | 0.69635 | 0.69635 | 0.75769 | 0.75701
12 | 9 | 8 | 221.8 | 221.1 | 221.1 | 379.05 | 390 | 2024-12-09 08:00 | 0.66348 | 0.60212 | 0.60212 | 0.76191 | 0.75994
12 | 9 | 9 | 209.5 | 186.6 | 186.6 | 359.4 | 392 | 2024-12-09 09:00 | 0.62668 | 0.50817 | 0.50817 | 0.72241 | 0.76383
12 | 9 | 10 | 194.1 | 184 | 184 | 370.8 | 386 | 2024-12-09 10:00 | 0.58062 | 0.50109 | 0.50109 | 0.74533 | 0.75214
12 | 9 | 11 | 186.2 | 168.9 | 168.9 | 378.15 | 406 | 2024-12-09 11:00 | 0.55698 | 0.45997 | 0.45997 | 0.7601 | 0.79111
12 | 9 | 12 | 191.3 | 190.2 | 190.2 | 342.15 | 399.3 | 2024-12-09 12:00 | 0.57224 | 0.51797 | 0.51797 | 0.68774 | 0.77806
12 | 9 | 13 | 195.5 | 152 | 152 | 365.25 | 397.9 | 2024-12-09 13:00 | 0.5848 | 0.41394 | 0.41394 | 0.73417 | 0.77533
12 | 9 | 14 | 195.2 | 166.1 | 166.1 | 370.2 | 420.8 | 2024-12-09 14:00 | 0.58391 | 0.45234 | 0.45234 | 0.74412 | 0.81995
12 | 9 | 15 | 199.3 | 172.5 | 172.5 | 383.4 | 424.9 | 2024-12-09 15:00 | 0.59617 | 0.46977 | 0.46977 | 0.77065 | 0.82794
12 | 9 | 16 | 224.9 | 163.9 | 163.9 | 372.9 | 435.1 | 2024-12-09 16:00 | 0.67275 | 0.44635 | 0.44635 | 0.74955 | 0.84782
12 | 9 | 17 | 227.2 | 241.1 | 241.1 | 394.8 | 435 | 2024-12-09 17:00 | 0.67963 | 0.65659 | 0.65659 | 0.79357 | 0.84762
12 | 9 | 18 | 295.6 | 300.6 | 300.6 | 439.65 | 488.1 | 2024-12-09 18:00 | 0.88424 | 0.81863 | 0.81863 | 0.88372 | 0.95109
12 | 9 | 19 | 308.1 | 327.8 | 327.8 | 479.1 | 506.1 | 2024-12-09 19:00 | 0.92163 | 0.8927 | 0.8927 | 0.96302 | 0.98617
12 | 9 | 20 | 315.8 | 342.5 | 342.5 | 481.3 | 504.6 | 2024-12-09 20:00 | 0.94466 | 0.93273 | 0.93273 | 0.96744 | 0.98324
12 | 9 | 21 | 308.95 | 332.7 | 332.7 | 474.5 | 495.5 | 2024-12-09 21:00 | 0.92417 | 0.90605 | 0.90605 | 0.95377 | 0.96551
12 | 9 | 22 | 294.55 | 334.3 | 334.3 | 463.6 | 474.4 | 2024-12-09 22:00 | 0.88109 | 0.9104 | 0.9104 | 0.93186 | 0.9244
12 | 9 | 23 | 276.45 | 286 | 286 | 451.1 | 452.9 | 2024-12-09 23:00 | 0.82695 | 0.77887 | 0.77887 | 0.90673 | 0.8825
12 | 10 | 0 | 254.6 | 258.7 | 258.7 | 378.7 | 426.8 | 2024-12-10 | 0.76159 | 0.70452 | 0.70452 | 0.76121 | 0.83164
12 | 10 | 1 | 247 | 259.7 | 259.7 | 385.8 | 419.3 | 2024-12-10 01:00 | 0.73886 | 0.70724 | 0.70724 | 0.77548 | 0.81703
12 | 10 | 2 | 242.9 | 254.1 | 254.1 | 366.3 | 394 | 2024-12-10 02:00 | 0.72659 | 0.69199 | 0.69199 | 0.73628 | 0.76773
12 | 10 | 3 | 237.7 | 251.5 | 251.5 | 359.8 | 375.5 | 2024-12-10 03:00 | 0.71104 | 0.68491 | 0.68491 | 0.72322 | 0.73168
12 | 10 | 4 | 228.8 | 249.4 | 249.4 | 361.1 | 378.5 | 2024-12-10 04:00 | 0.68442 | 0.67919 | 0.67919 | 0.72583 | 0.73753
12 | 10 | 5 | 234.9 | 258.8 | 258.8 | 364.4 | 395 | 2024-12-10 05:00 | 0.70266 | 0.70479 | 0.70479 | 0.73246 | 0.76968
12 | 10 | 6 | 247.5 | 274 | 274 | 398.1 | 406 | 2024-12-10 06:00 | 0.74035 | 0.74619 | 0.74619 | 0.8002 | 0.79111
12 | 10 | 7 | 237.8 | 248.5 | 248.5 | 366.5 | 384 | 2024-12-10 07:00 | 0.71134 | 0.67674 | 0.67674 | 0.73668 | 0.74825
12 | 10 | 8 | 231.4 | 256.5 | 256.5 | 374.3 | 382 | 2024-12-10 08:00 | 0.69219 | 0.69853 | 0.69853 | 0.75236 | 0.74435
12 | 10 | 9 | 221.9 | 216.6 | 216.6 | 355 | 374 | 2024-12-10 09:00 | 0.66378 | 0.58987 | 0.58987 | 0.71357 | 0.72876
12 | 10 | 10 | 212.9 | 214.7 | 214.7 | 329 | 327 | 2024-12-10 10:00 | 0.63685 | 0.58469 | 0.58469 | 0.66131 | 0.63718
12 | 10 | 11 | 211.3 | 163.1 | 163.1 | 342.1 | 362 | 2024-12-10 11:00 | 0.63207 | 0.44417 | 0.44417 | 0.68764 | 0.70538
12 | 10 | 12 | 208.1 | 142.8 | 142.8 | 348.3 | 375 | 2024-12-10 12:00 | 0.62249 | 0.38889 | 0.38889 | 0.7001 | 0.73071
12 | 10 | 13 | 196 | 137.7 | 137.7 | 363.2 | 384 | 2024-12-10 13:00 | 0.5863 | 0.375 | 0.375 | 0.73005 | 0.74825
12 | 10 | 14 | 197.5 | 192.1 | 192.1 | 362.6 | 389.4 | 2024-12-10 14:00 | 0.59079 | 0.52315 | 0.52315 | 0.72884 | 0.75877
12 | 10 | 15 | 211.3 | 243.8 | 243.8 | 359.6 | 404.8 | 2024-12-10 15:00 | 0.63207 | 0.66394 | 0.66394 | 0.72281 | 0.78878
12 | 10 | 16 | 174.4 | 237.3 | 237.3 | 362 | 407.9 | 2024-12-10 16:00 | 0.52169 | 0.64624 | 0.64624 | 0.72764 | 0.79482
12 | 10 | 17 | 211.4 | 235.1 | 235.1 | 412.35 | 401.9 | 2024-12-10 17:00 | 0.63237 | 0.64025 | 0.64025 | 0.82884 | 0.78313
12 | 10 | 18 | 248.3 | 328.6 | 328.6 | 446.6 | 448.5 | 2024-12-10 18:00 | 0.74275 | 0.89488 | 0.89488 | 0.89769 | 0.87393
12 | 10 | 19 | 296 | 347.1 | 347.1 | 457.4 | 490.8 | 2024-12-10 19:00 | 0.88543 | 0.94526 | 0.94526 | 0.9194 | 0.95635
12 | 10 | 20 | 297.2 | 359.3 | 359.3 | 454.6 | 482.2 | 2024-12-10 20:00 | 0.88902 | 0.97849 | 0.97849 | 0.91377 | 0.93959
12 | 10 | 21 | 284.1 | 352.1 | 352.1 | 457.7 | 469.5 | 2024-12-10 21:00 | 0.84984 | 0.95888 | 0.95888 | 0.92 | 0.91485
12 | 10 | 22 | 271.2 | 325.3 | 325.3 | 442.5 | 456.2 | 2024-12-10 22:00 | 0.81125 | 0.88589 | 0.88589 | 0.88945 | 0.88893
12 | 10 | 23 | 254.4 | 279.3 | 279.3 | 445.9 | 441.2 | 2024-12-10 23:00 | 0.76099 | 0.76062 | 0.76062 | 0.89628 | 0.8597
12 | 11 | 0 | 225.4 | 284.4 | 284.4 | 389.6 | 401.1 | 2024-12-11 | 0.67424 | 0.77451 | 0.77451 | 0.78312 | 0.78157
12 | 11 | 1 | 224.8 | 273 | 273 | 372.4 | 406.1 | 2024-12-11 01:00 | 0.67245 | 0.74346 | 0.74346 | 0.74854 | 0.79131
12 | 11 | 2 | 217.4 | 280.1 | 280.1 | 363.1 | 382.5 | 2024-12-11 02:00 | 0.65031 | 0.7628 | 0.7628 | 0.72985 | 0.74532
12 | 11 | 3 | 208.6 | 261.9 | 261.9 | 357.2 | 360.5 | 2024-12-11 03:00 | 0.62399 | 0.71324 | 0.71324 | 0.71799 | 0.70246
12 | 11 | 4 | 235.1 | 253.2 | 253.2 | 354.2 | 365.5 | 2024-12-11 04:00 | 0.70326 | 0.68954 | 0.68954 | 0.71196 | 0.7122
12 | 11 | 5 | 227.2 | 265.2 | 265.2 | 368.8 | 371.5 | 2024-12-11 05:00 | 0.67963 | 0.72222 | 0.72222 | 0.74131 | 0.72389
12 | 11 | 6 | 236.6 | 262.8 | 262.8 | 392.4 | 379.5 | 2024-12-11 06:00 | 0.70775 | 0.71569 | 0.71569 | 0.78874 | 0.73948
12 | 11 | 7 | 238.3 | 241 | 241 | 369.4 | 384 | 2024-12-11 07:00 | 0.71283 | 0.65632 | 0.65632 | 0.74251 | 0.74825
12 | 11 | 8 | 226.8 | 188.2 | 188.2 | 362.8 | 383 | 2024-12-11 08:00 | 0.67843 | 0.51253 | 0.51253 | 0.72925 | 0.7463
12 | 11 | 9 | 221.7 | 184.5 | 184.5 | 367.6 | 384 | 2024-12-11 09:00 | 0.66318 | 0.50245 | 0.50245 | 0.73889 | 0.74825
12 | 11 | 10 | 209.7 | 170.4 | 170.4 | 361.7 | 375 | 2024-12-11 10:00 | 0.62728 | 0.46405 | 0.46405 | 0.72704 | 0.73071
12 | 11 | 11 | 206.7 | 168.4 | 168.4 | 361.8 | 387 | 2024-12-11 11:00 | 0.61831 | 0.45861 | 0.45861 | 0.72724 | 0.75409
12 | 11 | 12 | 197.9 | 181.3 | 181.3 | 365.4 | 396 | 2024-12-11 12:00 | 0.59198 | 0.49374 | 0.49374 | 0.73447 | 0.77163
12 | 11 | 13 | 206.4 | 242 | 242 | 323.5 | 392 | 2024-12-11 13:00 | 0.61741 | 0.65904 | 0.65904 | 0.65025 | 0.76383
12 | 11 | 14 | 204.4 | 239 | 239 | 359.8 | 405 | 2024-12-11 14:00 | 0.61143 | 0.65087 | 0.65087 | 0.72322 | 0.78917
12 | 11 | 15 | 222.7 | 233.9 | 233.9 | 351.6 | 398.5 | 2024-12-11 15:00 | 0.66617 | 0.63698 | 0.63698 | 0.70673 | 0.7765
12 | 11 | 16 | 214.4 | 229.5 | 229.5 | 356.7 | 385.4 | 2024-12-11 16:00 | 0.64134 | 0.625 | 0.625 | 0.71698 | 0.75097
12 | 11 | 17 | 214 | 255.4 | 255.4 | 365.6 | 408.2 | 2024-12-11 17:00 | 0.64014 | 0.69553 | 0.69553 | 0.73487 | 0.7954
12 | 11 | 18 | 295.05 | 299.9 | 299.9 | 417.8 | 443.5 | 2024-12-11 18:00 | 0.88259 | 0.81672 | 0.81672 | 0.8398 | 0.86419
12 | 11 | 19 | 290.8 | 340.3 | 340.3 | 455.2 | 478.5 | 2024-12-11 19:00 | 0.86988 | 0.92674 | 0.92674 | 0.91497 | 0.93239
12 | 11 | 20 | 304.8 | 348.4 | 348.4 | 462.8 | 485.5 | 2024-12-11 20:00 | 0.91176 | 0.9488 | 0.9488 | 0.93025 | 0.94602
12 | 11 | 21 | 294.2 | 345 | 345 | 453.3 | 455.7 | 2024-12-11 21:00 | 0.88005 | 0.93954 | 0.93954 | 0.91116 | 0.88796
12 | 11 | 22 | 284.25 | 276.2 | 276.2 | 439.5 | 446.6 | 2024-12-11 22:00 | 0.85028 | 0.75218 | 0.75218 | 0.88342 | 0.87023
12 | 11 | 23 | 253.95 | 262.3 | 262.3 | 414.2 | 420.6 | 2024-12-11 23:00 | 0.75965 | 0.71432 | 0.71432 | 0.83256 | 0.81956
12 | 12 | 0 | 251.4 | 248 | 248 | 397.2 | 405 | 2024-12-12 | 0.75202 | 0.67538 | 0.67538 | 0.79839 | 0.78917
12 | 12 | 1 | 235.2 | 223.7 | 223.7 | 383.3 | 387.6 | 2024-12-12 01:00 | 0.70356 | 0.6092 | 0.6092 | 0.77045 | 0.75526
12 | 12 | 2 | 235.3 | 221.5 | 221.5 | 379 | 364.5 | 2024-12-12 02:00 | 0.70386 | 0.60321 | 0.60321 | 0.76181 | 0.71025
12 | 12 | 3 | 229.2 | 221.7 | 221.7 | 359.9 | 357.5 | 2024-12-12 03:00 | 0.68561 | 0.60376 | 0.60376 | 0.72342 | 0.69661
12 | 12 | 4 | 227.6 | 223.8 | 223.8 | 354.2 | 356.5 | 2024-12-12 04:00 | 0.68083 | 0.60948 | 0.60948 | 0.71196 | 0.69466
12 | 12 | 5 | 238.5 | 238.3 | 238.3 | 358 | 372.5 | 2024-12-12 05:00 | 0.71343 | 0.64897 | 0.64897 | 0.7196 | 0.72584
12 | 12 | 6 | 256.9 | 258.7 | 258.7 | 386.9 | 411.5 | 2024-12-12 06:00 | 0.76847 | 0.70452 | 0.70452 | 0.77769 | 0.80183
12 | 12 | 7 | 214.9 | 226.7 | 226.7 | 336.9 | 369 | 2024-12-12 07:00 | 0.64284 | 0.61737 | 0.61737 | 0.67719 | 0.71902
12 | 12 | 8 | 205.7 | 194.9 | 194.9 | 366.2 | 367 | 2024-12-12 08:00 | 0.61532 | 0.53077 | 0.53077 | 0.73608 | 0.71512
12 | 12 | 9 | 171.6 | 180.5 | 180.5 | 351.2 | 365 | 2024-12-12 09:00 | 0.51331 | 0.49156 | 0.49156 | 0.70593 | 0.71122
12 | 12 | 10 | 173.9 | 183.5 | 183.5 | 345.1 | 368.5 | 2024-12-12 10:00 | 0.52019 | 0.49973 | 0.49973 | 0.69367 | 0.71804
12 | 12 | 11 | 182.3 | 188.8 | 188.8 | 346.4 | 372.5 | 2024-12-12 11:00 | 0.54532 | 0.51416 | 0.51416 | 0.69628 | 0.72584
12 | 12 | 12 | 174 | 188.2 | 188.2 | 352.2 | 389.5 | 2024-12-12 12:00 | 0.52049 | 0.51253 | 0.51253 | 0.70794 | 0.75896
12 | 12 | 13 | 197.5 | 189.8 | 189.8 | 346.4 | 385.5 | 2024-12-12 13:00 | 0.59079 | 0.51688 | 0.51688 | 0.69628 | 0.75117
12 | 12 | 14 | 184.1 | 162.9 | 162.9 | 359.5 | 408 | 2024-12-12 14:00 | 0.5507 | 0.44363 | 0.44363 | 0.72261 | 0.79501
12 | 12 | 15 | 150.8 | 162.9 | 162.9 | 366.5 | 399 | 2024-12-12 15:00 | 0.45109 | 0.44363 | 0.44363 | 0.73668 | 0.77747
12 | 12 | 16 | 141.7 | 182.5 | 182.5 | 359.6 | 411.5 | 2024-12-12 16:00 | 0.42387 | 0.497 | 0.497 | 0.72281 | 0.80183
12 | 12 | 17 | 142.6 | 207.1 | 207.1 | 396.1 | 421.2 | 2024-12-12 17:00 | 0.42656 | 0.564 | 0.564 | 0.79618 | 0.82073
12 | 12 | 18 | 178.4 | 291.8 | 291.8 | 435 | 452.2 | 2024-12-12 18:00 | 0.53365 | 0.79466 | 0.79466 | 0.87437 | 0.88114
12 | 12 | 19 | 217.95 | 325.1 | 325.1 | 457.5 | 483.7 | 2024-12-12 19:00 | 0.65196 | 0.88535 | 0.88535 | 0.9196 | 0.94252
12 | 12 | 20 | 222.4 | 333 | 333 | 457.3 | 480.8 | 2024-12-12 20:00 | 0.66527 | 0.90686 | 0.90686 | 0.9192 | 0.93687
12 | 12 | 21 | 197.9 | 319.7 | 319.7 | 454.6 | 489.7 | 2024-12-12 21:00 | 0.59198 | 0.87064 | 0.87064 | 0.91377 | 0.95421
12 | 12 | 22 | 162.5 | 320.8 | 320.8 | 425.8 | 443.6 | 2024-12-12 22:00 | 0.48609 | 0.87364 | 0.87364 | 0.85588 | 0.86438
12 | 12 | 23 | 220 | 286.2 | 286.2 | 411.6 | 362.2 | 2024-12-12 23:00 | 0.65809 | 0.77941 | 0.77941 | 0.82734 | 0.70577
12 | 13 | 0 | 233.4 | 281 | 281 | 387.4 | 413.1 | 2024-12-13 | 0.69818 | 0.76525 | 0.76525 | 0.77869 | 0.80495
12 | 13 | 1 | 230.7 | 251.2 | 251.2 | 370.9 | 399.4 | 2024-12-13 01:00 | 0.6901 | 0.6841 | 0.6841 | 0.74553 | 0.77825
12 | 13 | 2 | 221.1 | 234.9 | 234.9 | 366.3 | 372 | 2024-12-13 02:00 | 0.66138 | 0.63971 | 0.63971 | 0.73628 | 0.72486
12 | 13 | 3 | 219.1 | 237.3 | 237.3 | 359.8 | 354 | 2024-12-13 03:00 | 0.6554 | 0.64624 | 0.64624 | 0.72322 | 0.68979
12 | 13 | 4 | 218.6 | 235.9 | 235.9 | 361.6 | 359 | 2024-12-13 04:00 | 0.6539 | 0.64243 | 0.64243 | 0.72683 | 0.69953
12 | 13 | 5 | 222.4 | 248.1 | 248.1 | 373.2 | 394 | 2024-12-13 05:00 | 0.66527 | 0.67565 | 0.67565 | 0.75015 | 0.76773
12 | 13 | 6 | 250.8 | 257.7 | 257.7 | 402.5 | 423 | 2024-12-13 06:00 | 0.75022 | 0.7018 | 0.7018 | 0.80905 | 0.82424
12 | 13 | 7 | 230 | 219.9 | 219.9 | 369.1 | 386 | 2024-12-13 07:00 | 0.688 | 0.59886 | 0.59886 | 0.74191 | 0.75214
12 | 13 | 8 | 225.7 | 231 | 231 | 370.7 | 377 | 2024-12-13 08:00 | 0.67514 | 0.62908 | 0.62908 | 0.74513 | 0.73461
12 | 13 | 9 | 227.7 | 208.1 | 208.1 | 353.1 | 384.5 | 2024-12-13 09:00 | 0.68112 | 0.56672 | 0.56672 | 0.70975 | 0.74922
12 | 13 | 10 | 208.7 | 197.9 | 197.9 | 366.9 | 378.5 | 2024-12-13 10:00 | 0.62429 | 0.53894 | 0.53894 | 0.73749 | 0.73753
12 | 13 | 11 | 192.7 | 193.5 | 193.5 | 352.6 | 382 | 2024-12-13 11:00 | 0.57643 | 0.52696 | 0.52696 | 0.70874 | 0.74435
12 | 13 | 12 | 194.8 | 189.3 | 189.3 | 350.9 | 366.5 | 2024-12-13 12:00 | 0.58271 | 0.51552 | 0.51552 | 0.70533 | 0.71415
12 | 13 | 13 | 187 | 200.1 | 200.1 | 357.6 | 386.5 | 2024-12-13 13:00 | 0.55938 | 0.54493 | 0.54493 | 0.71879 | 0.75312
12 | 13 | 14 | 197.9 | 193.4 | 193.4 | 359.7 | 377.5 | 2024-12-13 14:00 | 0.59198 | 0.52669 | 0.52669 | 0.72302 | 0.73558
12 | 13 | 15 | 200.6 | 196.5 | 196.5 | 344.6 | 399.5 | 2024-12-13 15:00 | 0.60006 | 0.53513 | 0.53513 | 0.69266 | 0.77845
12 | 13 | 16 | 214.4 | 198.1 | 198.1 | 384.3 | 400.5 | 2024-12-13 16:00 | 0.64134 | 0.53949 | 0.53949 | 0.77246 | 0.7804
12 | 13 | 17 | 231.8 | 204 | 204 | 398.2 | 429.8 | 2024-12-13 17:00 | 0.69339 | 0.55556 | 0.55556 | 0.8004 | 0.83749
12 | 13 | 18 | 293.1 | 291.2 | 291.2 | 451.6 | 469 | 2024-12-13 18:00 | 0.87676 | 0.79303 | 0.79303 | 0.90774 | 0.91387
12 | 13 | 19 | 301.95 | 345.9 | 345.9 | 454.8 | 470.5 | 2024-12-13 19:00 | 0.90323 | 0.94199 | 0.94199 | 0.91417 | 0.9168
12 | 13 | 20 | 304.85 | 346 | 346 | 482.3 | 486.6 | 2024-12-13 20:00 | 0.91191 | 0.94227 | 0.94227 | 0.96945 | 0.94817
12 | 13 | 21 | 296.3 | 332.2 | 332.2 | 456.9 | 487.5 | 2024-12-13 21:00 | 0.88633 | 0.90468 | 0.90468 | 0.91839 | 0.94992
12 | 13 | 22 | 248.5 | 320.4 | 320.4 | 442.2 | 476.6 | 2024-12-13 22:00 | 0.74334 | 0.87255 | 0.87255 | 0.88884 | 0.92868
12 | 13 | 23 | 239.55 | 293.6 | 293.6 | 402.5 | 442.1 | 2024-12-13 23:00 | 0.71657 | 0.79956 | 0.79956 | 0.80905 | 0.86146
12 | 14 | 0 | 220.1 | 264.5 | 264.5 | 391.1 | 425 | 2024-12-14 | 0.65839 | 0.72032 | 0.72032 | 0.78613 | 0.82814
12 | 14 | 1 | 208.3 | 257.9 | 257.9 | 362.7 | 385.7 | 2024-12-14 01:00 | 0.62309 | 0.70234 | 0.70234 | 0.72905 | 0.75156
12 | 14 | 2 | 208.2 | 253 | 253 | 357.7 | 373 | 2024-12-14 02:00 | 0.62279 | 0.689 | 0.689 | 0.71899 | 0.72681
12 | 14 | 3 | 203.2 | 253.7 | 253.7 | 346.5 | 368 | 2024-12-14 03:00 | 0.60784 | 0.6909 | 0.6909 | 0.69648 | 0.71707
12 | 14 | 4 | 203.3 | 239.5 | 239.5 | 341 | 368 | 2024-12-14 04:00 | 0.60814 | 0.65223 | 0.65223 | 0.68543 | 0.71707
12 | 14 | 5 | 205.5 | 249.4 | 249.4 | 348.5 | 387 | 2024-12-14 05:00 | 0.61472 | 0.67919 | 0.67919 | 0.7005 | 0.75409
12 | 14 | 6 | 213.4 | 248.2 | 248.2 | 380.8 | 425 | 2024-12-14 06:00 | 0.63835 | 0.67593 | 0.67593 | 0.76543 | 0.82814
12 | 14 | 7 | 198.6 | 235.6 | 235.6 | 330.7 | 383 | 2024-12-14 07:00 | 0.59408 | 0.64161 | 0.64161 | 0.66472 | 0.7463
12 | 14 | 8 | 187.8 | 192.8 | 192.8 | 336.3 | 361 | 2024-12-14 08:00 | 0.56177 | 0.52505 | 0.52505 | 0.67598 | 0.70343
12 | 14 | 9 | 150.1 | 190.7 | 190.7 | 332 | 355 | 2024-12-14 09:00 | 0.449 | 0.51934 | 0.51934 | 0.66734 | 0.69174
12 | 14 | 10 | 155.9 | 178.15 | 178.15 | 323.3 | 363 | 2024-12-14 10:00 | 0.46635 | 0.48516 | 0.48516 | 0.64985 | 0.70733
12 | 14 | 11 | 153 | 194.25 | 194.25 | 301.5 | 363 | 2024-12-14 11:00 | 0.45767 | 0.529 | 0.529 | 0.60603 | 0.70733
12 | 14 | 12 | 155.2 | 194.15 | 194.15 | 317.7 | 367 | 2024-12-14 12:00 | 0.46425 | 0.52873 | 0.52873 | 0.63859 | 0.71512
12 | 14 | 13 | 155.8 | 198.2 | 198.2 | 330.7 | 375 | 2024-12-14 13:00 | 0.46605 | 0.53976 | 0.53976 | 0.66472 | 0.73071
12 | 14 | 14 | 155.3 | 190.85 | 190.85 | 322.6 | 369 | 2024-12-14 14:00 | 0.46455 | 0.51974 | 0.51974 | 0.64844 | 0.71902
12 | 14 | 15 | 164.2 | 191.05 | 191.05 | 364.7 | 384 | 2024-12-14 15:00 | 0.49118 | 0.52029 | 0.52029 | 0.73307 | 0.74825
12 | 14 | 16 | 189.3 | 194.85 | 194.85 | 366.4 | 385.2 | 2024-12-14 16:00 | 0.56626 | 0.53064 | 0.53064 | 0.73648 | 0.75058
12 | 14 | 17 | 192.9 | 188.25 | 188.25 | 401.9 | 400.8 | 2024-12-14 17:00 | 0.57703 | 0.51266 | 0.51266 | 0.80784 | 0.78098
12 | 14 | 18 | 262.65 | 307.25 | 307.25 | 455.4 | 446.5 | 2024-12-14 18:00 | 0.78567 | 0.83674 | 0.83674 | 0.91538 | 0.87003
12 | 14 | 19 | 287.4 | 323.35 | 323.35 | 475.1 | 501.8 | 2024-12-14 19:00 | 0.85971 | 0.88058 | 0.88058 | 0.95497 | 0.97779
12 | 14 | 20 | 301.45 | 335.2 | 335.2 | 474.4 | 499.8 | 2024-12-14 20:00 | 0.90173 | 0.91285 | 0.91285 | 0.95357 | 0.97389
12 | 14 | 21 | 297.15 | 325.6 | 325.6 | 464.2 | 491.8 | 2024-12-14 21:00 | 0.88887 | 0.88671 | 0.88671 | 0.93307 | 0.9583
12 | 14 | 22 | 254.05 | 315 | 315 | 426.9 | 471.9 | 2024-12-14 22:00 | 0.75995 | 0.85784 | 0.85784 | 0.85809 | 0.91952
12 | 14 | 23 | 218.4 | 280.6 | 280.6 | 410.8 | 430.6 | 2024-12-14 23:00 | 0.65331 | 0.76416 | 0.76416 | 0.82573 | 0.83905
12 | 15 | 0 | 195.75 | 205.8 | 205.8 | 388.9 | 423.9 | 2024-12-15 | 0.58555 | 0.56046 | 0.56046 | 0.78171 | 0.82599
12 | 15 | 1 | 204.45 | 206.3 | 206.3 | 379.2 | 401.3 | 2024-12-15 01:00 | 0.61158 | 0.56182 | 0.56182 | 0.76221 | 0.78196
12 | 15 | 2 | 206.25 | 200.5 | 200.5 | 361.6 | 370 | 2024-12-15 02:00 | 0.61696 | 0.54602 | 0.54602 | 0.72683 | 0.72097
12 | 15 | 3 | 208.15 | 195.7 | 195.7 | 356.5 | 296 | 2024-12-15 03:00 | 0.62264 | 0.53295 | 0.53295 | 0.71658 | 0.57677
12 | 15 | 4 | 207.1 | 194.7 | 194.7 | 357.2 | 367 | 2024-12-15 04:00 | 0.6195 | 0.53023 | 0.53023 | 0.71799 | 0.71512
12 | 15 | 5 | 213.75 | 195.9 | 195.9 | 361.9 | 381 | 2024-12-15 05:00 | 0.6394 | 0.5335 | 0.5335 | 0.72744 | 0.7424
12 | 15 | 6 | 232.75 | 216 | 216 | 390.5 | 425 | 2024-12-15 06:00 | 0.69623 | 0.58824 | 0.58824 | 0.78492 | 0.82814
12 | 15 | 7 | 221.9 | 201.5 | 201.5 | 320.2 | 387 | 2024-12-15 07:00 | 0.66378 | 0.54875 | 0.54875 | 0.64362 | 0.75409
12 | 15 | 8 | 216.3 | 184 | 184 | 330.2 | 362 | 2024-12-15 08:00 | 0.64702 | 0.50109 | 0.50109 | 0.66372 | 0.70538
12 | 15 | 9 | 203.8 | 140.4 | 140.4 | 338 | 345 | 2024-12-15 09:00 | 0.60963 | 0.38235 | 0.38235 | 0.6794 | 0.67225
12 | 15 | 10 | 198.4 | 139.6 | 139.6 | 323.6 | 345 | 2024-12-15 10:00 | 0.59348 | 0.38017 | 0.38017 | 0.65045 | 0.67225
12 | 15 | 11 | 198.8 | 134.9 | 134.9 | 328.2 | 343 | 2024-12-15 11:00 | 0.59468 | 0.36737 | 0.36737 | 0.6597 | 0.66836
12 | 15 | 12 | 196.2 | 157.4 | 157.4 | 325.2 | 350 | 2024-12-15 12:00 | 0.5869 | 0.42865 | 0.42865 | 0.65367 | 0.682
12 | 15 | 13 | 199 | 146.4 | 146.4 | 322.6 | 359 | 2024-12-15 13:00 | 0.59527 | 0.39869 | 0.39869 | 0.64844 | 0.69953
12 | 15 | 14 | 200.4 | 159.6 | 159.6 | 332.3 | 340 | 2024-12-15 14:00 | 0.59946 | 0.43464 | 0.43464 | 0.66794 | 0.66251
12 | 15 | 15 | 199.8 | 168.7 | 168.7 | 334.3 | 373 | 2024-12-15 15:00 | 0.59767 | 0.45942 | 0.45942 | 0.67196 | 0.72681
12 | 15 | 16 | 202.6 | 119.9 | 119.9 | 344.1 | 399.7 | 2024-12-15 16:00 | 0.60604 | 0.32653 | 0.32653 | 0.69166 | 0.77884
12 | 15 | 17 | 242.8 | 193.8 | 193.8 | 382 | 400.4 | 2024-12-15 17:00 | 0.72629 | 0.52778 | 0.52778 | 0.76784 | 0.7802
12 | 15 | 18 | 281 | 263.1 | 263.1 | 451.5 | 450.1 | 2024-12-15 18:00 | 0.84056 | 0.7165 | 0.7165 | 0.90754 | 0.87705
12 | 15 | 19 | 312.7 | 292.6 | 292.6 | 468.7 | 490.5 | 2024-12-15 19:00 | 0.93539 | 0.79684 | 0.79684 | 0.94211 | 0.95577
12 | 15 | 20 | 308.1 | 289.9 | 289.9 | 475.1 | 475.5 | 2024-12-15 20:00 | 0.92163 | 0.78949 | 0.78949 | 0.95497 | 0.92654
12 | 15 | 21 | 293.7 | 286.1 | 286.1 | 475.1 | 442 | 2024-12-15 21:00 | 0.87855 | 0.77914 | 0.77914 | 0.95497 | 0.86126
12 | 15 | 22 | 282.6 | 255.3 | 255.3 | 448.8 | 465 | 2024-12-15 22:00 | 0.84535 | 0.69526 | 0.69526 | 0.90211 | 0.90608
12 | 15 | 23 | 254.65 | 241.9 | 241.9 | 416.6 | 420.2 | 2024-12-15 23:00 | 0.76174 | 0.65877 | 0.65877 | 0.83739 | 0.81878
12 | 16 | 0 | 242.2 | 216.6 | 216.6 | 386.9 | 412.6 | 2024-12-16 | 0.7245 | 0.58987 | 0.58987 | 0.77769 | 0.80398
12 | 16 | 1 | 232.3 | 207.8 | 207.8 | 369 | 394.3 | 2024-12-16 01:00 | 0.69488 | 0.5659 | 0.5659 | 0.74171 | 0.76832
12 | 16 | 2 | 231.4 | 195.7 | 195.7 | 355.9 | 378.5 | 2024-12-16 02:00 | 0.69219 | 0.53295 | 0.53295 | 0.71538 | 0.73753
12 | 16 | 3 | 225.4 | 192.1 | 192.1 | 356.6 | 370.5 | 2024-12-16 03:00 | 0.67424 | 0.52315 | 0.52315 | 0.71678 | 0.72194
12 | 16 | 4 | 224.4 | 184.3 | 184.3 | 352.8 | 366.5 | 2024-12-16 04:00 | 0.67125 | 0.50191 | 0.50191 | 0.70915 | 0.71415
12 | 16 | 5 | 218.7 | 184.8 | 184.8 | 344.6 | 382.5 | 2024-12-16 05:00 | 0.6542 | 0.50327 | 0.50327 | 0.69266 | 0.74532
12 | 16 | 6 | 241.5 | 188 | 188 | 382 | 401.5 | 2024-12-16 06:00 | 0.72241 | 0.51198 | 0.51198 | 0.76784 | 0.78235
12 | 16 | 7 | 220.8 | 178.7 | 178.7 | 353.4 | 389 | 2024-12-16 07:00 | 0.66048 | 0.48666 | 0.48666 | 0.71035 | 0.75799
12 | 16 | 8 | 214.8 | 173.1 | 173.1 | 352.9 | 387 | 2024-12-16 08:00 | 0.64254 | 0.47141 | 0.47141 | 0.70935 | 0.75409
12 | 16 | 9 | 176.8 | 162.2 | 162.2 | 360.4 | 379 | 2024-12-16 09:00 | 0.52887 | 0.44172 | 0.44172 | 0.72442 | 0.7385
12 | 16 | 10 | 170.7 | 171.9 | 171.9 | 350.5 | 367 | 2024-12-16 10:00 | 0.51062 | 0.46814 | 0.46814 | 0.70452 | 0.71512
12 | 16 | 11 | 169.7 | 163.1 | 163.1 | 351.9 | 378 | 2024-12-16 11:00 | 0.50763 | 0.44417 | 0.44417 | 0.70734 | 0.73655
12 | 16 | 12 | 204.9 | 166.5 | 166.5 | 365.8 | 410 | 2024-12-16 12:00 | 0.61292 | 0.45343 | 0.45343 | 0.73528 | 0.79891
12 | 16 | 13 | 204.3 | 166.95 | 166.95 | 366.9 | 409 | 2024-12-16 13:00 | 0.61113 | 0.45466 | 0.45466 | 0.73749 | 0.79696
12 | 16 | 14 | 203.3 | 174.85 | 174.85 | 319.4 | 383 | 2024-12-16 14:00 | 0.60814 | 0.47617 | 0.47617 | 0.64201 | 0.7463
12 | 16 | 15 | 204.6 | 164.25 | 164.25 | 319.8 | 418.3 | 2024-12-16 15:00 | 0.61203 | 0.4473 | 0.4473 | 0.64281 | 0.81508
12 | 16 | 16 | 205.95 | 124.3 | 124.3 | 369.9 | 431.3 | 2024-12-16 16:00 | 0.61606 | 0.33851 | 0.33851 | 0.74352 | 0.84041
12 | 16 | 17 | 229.15 | 197.1 | 197.1 | 366.2 | 430.2 | 2024-12-16 17:00 | 0.68546 | 0.53676 | 0.53676 | 0.73608 | 0.83827
12 | 16 | 18 | 277.95 | 280.5 | 280.5 | 436.8 | 464.9 | 2024-12-16 18:00 | 0.83144 | 0.76389 | 0.76389 | 0.87799 | 0.90588
12 | 16 | 19 | 300.25 | 324.2 | 324.2 | 468.8 | 506.5 | 2024-12-16 19:00 | 0.89815 | 0.8829 | 0.8829 | 0.94231 | 0.98694
12 | 16 | 20 | 308.25 | 334.1 | 334.1 | 478.7 | 502.4 | 2024-12-16 20:00 | 0.92208 | 0.90986 | 0.90986 | 0.96221 | 0.97896
12 | 16 | 21 | 295.1 | 326.5 | 326.5 | 469.5 | 501.3 | 2024-12-16 21:00 | 0.88274 | 0.88916 | 0.88916 | 0.94372 | 0.97681
12 | 16 | 22 | 292.7 | 301.1 | 301.1 | 472.9 | 467.8 | 2024-12-16 22:00 | 0.87556 | 0.81999 | 0.81999 | 0.95055 | 0.91154
12 | 16 | 23 | 281.3 | 294.8 | 294.8 | 408.9 | 441.2 | 2024-12-16 23:00 | 0.84146 | 0.80283 | 0.80283 | 0.82191 | 0.8597
12 | 17 | 0 | 250.2 | 243.3 | 243.3 | 380.9 | 398.3 | 2024-12-17 | 0.74843 | 0.66258 | 0.66258 | 0.76563 | 0.77611
12 | 17 | 1 | 233.8 | 240.3 | 240.3 | 368 | 396.3 | 2024-12-17 01:00 | 0.69937 | 0.65441 | 0.65441 | 0.7397 | 0.77221
12 | 17 | 2 | 243.8 | 232.7 | 232.7 | 357.6 | 383 | 2024-12-17 02:00 | 0.72929 | 0.63371 | 0.63371 | 0.71879 | 0.7463
12 | 17 | 3 | 235.5 | 241 | 241 | 343.7 | 373 | 2024-12-17 03:00 | 0.70446 | 0.65632 | 0.65632 | 0.69085 | 0.72681
12 | 17 | 4 | 232.8 | 240.7 | 240.7 | 342.6 | 361 | 2024-12-17 04:00 | 0.69638 | 0.6555 | 0.6555 | 0.68864 | 0.70343
12 | 17 | 5 | 246 | 249.8 | 249.8 | 354.7 | 378 | 2024-12-17 05:00 | 0.73587 | 0.68028 | 0.68028 | 0.71296 | 0.73655
12 | 17 | 6 | 250 | 192.8 | 192.8 | 383.9 | 391 | 2024-12-17 06:00 | 0.74783 | 0.52505 | 0.52505 | 0.77166 | 0.76189
12 | 17 | 7 | 242.9 | 160.2 | 160.2 | 377.7 | 381 | 2024-12-17 07:00 | 0.72659 | 0.43627 | 0.43627 | 0.7592 | 0.7424
12 | 17 | 8 | 179.6 | 133.1 | 133.1 | 339.2 | 381 | 2024-12-17 08:00 | 0.53724 | 0.36247 | 0.36247 | 0.68181 | 0.7424
12 | 17 | 9 | 181.8 | 132.7 | 132.7 | 348.6 | 376 | 2024-12-17 09:00 | 0.54382 | 0.36138 | 0.36138 | 0.7007 | 0.73266
12 | 17 | 10 | 179.9 | 138.3 | 138.3 | 351.5 | 381 | 2024-12-17 10:00 | 0.53814 | 0.37663 | 0.37663 | 0.70653 | 0.7424
12 | 17 | 11 | 202.45 | 137.4 | 137.4 | 355.6 | 397 | 2024-12-17 11:00 | 0.60559 | 0.37418 | 0.37418 | 0.71477 | 0.77358
12 | 17 | 12 | 189.2 | 136.7 | 136.7 | 352.5 | 389 | 2024-12-17 12:00 | 0.56596 | 0.37228 | 0.37228 | 0.70854 | 0.75799
12 | 17 | 13 | 227.45 | 128.95 | 128.95 | 343.8 | 402.3 | 2024-12-17 13:00 | 0.68038 | 0.35117 | 0.35117 | 0.69106 | 0.7839
12 | 17 | 14 | 221.3 | 86.05 | 86.05 | 356.1 | 413.4 | 2024-12-17 14:00 | 0.66198 | 0.23434 | 0.23434 | 0.71578 | 0.80553
12 | 17 | 15 | 212.1 | 109.5 | 109.5 | 362 | 409.3 | 2024-12-17 15:00 | 0.63446 | 0.2982 | 0.2982 | 0.72764 | 0.79754
12 | 17 | 16 | 213.6 | 132.5 | 132.5 | 369.9 | 416.4 | 2024-12-17 16:00 | 0.63895 | 0.36084 | 0.36084 | 0.74352 | 0.81138
12 | 17 | 17 | 245.6 | 233.6 | 233.6 | 391.7 | 407.1 | 2024-12-17 17:00 | 0.73467 | 0.63617 | 0.63617 | 0.78734 | 0.79326
12 | 17 | 18 | 280.85 | 327.3 | 327.3 | 416.6 | 464.1 | 2024-12-17 18:00 | 0.84011 | 0.89134 | 0.89134 | 0.83739 | 0.90433
12 | 17 | 19 | 299.45 | 321.1 | 321.1 | 454 | 491.3 | 2024-12-17 19:00 | 0.89575 | 0.87446 | 0.87446 | 0.91256 | 0.95733
12 | 17 | 20 | 299.8 | 345.5 | 345.5 | 464.4 | 492.4 | 2024-12-17 20:00 | 0.8968 | 0.9409 | 0.9409 | 0.93347 | 0.95947
12 | 17 | 21 | 293.9 | 343.7 | 343.7 | 454.4 | 471.6 | 2024-12-17 21:00 | 0.87915 | 0.936 | 0.936 | 0.91337 | 0.91894
12 | 17 | 22 | 309.1 | 298.5 | 298.5 | 431.1 | 476.1 | 2024-12-17 22:00 | 0.92462 | 0.81291 | 0.81291 | 0.86653 | 0.92771
12 | 17 | 23 | 296.8 | 252.9 | 252.9 | 423.9 | 434.1 | 2024-12-17 23:00 | 0.88783 | 0.68873 | 0.68873 | 0.85206 | 0.84587
12 | 18 | 0 | 249.4 | 223.5 | 223.5 | 386.4 | 412.2 | 2024-12-18 | 0.74604 | 0.60866 | 0.60866 | 0.77668 | 0.8032
12 | 18 | 1 | 240.2 | 218.9 | 218.9 | 385.1 | 389.6 | 2024-12-18 01:00 | 0.71852 | 0.59613 | 0.59613 | 0.77407 | 0.75916
12 | 18 | 2 | 232.5 | 208.8 | 208.8 | 363.1 | 370 | 2024-12-18 02:00 | 0.69548 | 0.56863 | 0.56863 | 0.72985 | 0.72097
12 | 18 | 3 | 222.6 | 217.5 | 217.5 | 354.3 | 357 | 2024-12-18 03:00 | 0.66587 | 0.59232 | 0.59232 | 0.71216 | 0.69564
12 | 18 | 4 | 225.6 | 219.7 | 219.7 | 342.6 | 357 | 2024-12-18 04:00 | 0.67484 | 0.59831 | 0.59831 | 0.68864 | 0.69564
12 | 18 | 5 | 236.6 | 227.4 | 227.4 | 341.6 | 339 | 2024-12-18 05:00 | 0.70775 | 0.61928 | 0.61928 | 0.68663 | 0.66056
12 | 18 | 6 | 256.1 | 256.4 | 256.4 | 383.2 | 350 | 2024-12-18 06:00 | 0.76608 | 0.69826 | 0.69826 | 0.77025 | 0.682
12 | 18 | 7 | 224.2 | 177.4 | 177.4 | 362.9 | 351 | 2024-12-18 07:00 | 0.67066 | 0.48312 | 0.48312 | 0.72945 | 0.68394
12 | 18 | 8 | 179.4 | 113.4 | 113.4 | 356.7 | 356 | 2024-12-18 08:00 | 0.53664 | 0.30882 | 0.30882 | 0.71698 | 0.69369
12 | 18 | 9 | 159.1 | 114.35 | 114.35 | 345.5 | 362 | 2024-12-18 09:00 | 0.47592 | 0.31141 | 0.31141 | 0.69447 | 0.70538
12 | 18 | 10 | 146.95 | 100.5 | 100.5 | 344.6 | 362 | 2024-12-18 10:00 | 0.43958 | 0.27369 | 0.27369 | 0.69266 | 0.70538
12 | 18 | 11 | 144.35 | 102.1 | 102.1 | 345.4 | 380 | 2024-12-18 11:00 | 0.4318 | 0.27805 | 0.27805 | 0.69427 | 0.74045
12 | 18 | 12 | 187.1 | 118.8 | 118.8 | 356.6 | 389 | 2024-12-18 12:00 | 0.55968 | 0.32353 | 0.32353 | 0.71678 | 0.75799
12 | 18 | 13 | 195.15 | 73.5 | 73.5 | 356.2 | 399 | 2024-12-18 13:00 | 0.58376 | 0.20016 | 0.20016 | 0.71598 | 0.77747
12 | 18 | 14 | 209.95 | 110.95 | 110.95 | 350.8 | 409 | 2024-12-18 14:00 | 0.62803 | 0.30215 | 0.30215 | 0.70513 | 0.79696
12 | 18 | 15 | 207.25 | 126.2 | 126.2 | 340.2 | 400.8 | 2024-12-18 15:00 | 0.61995 | 0.34368 | 0.34368 | 0.68382 | 0.78098
12 | 18 | 16 | 203.25 | 133 | 133 | 386 | 404.2 | 2024-12-18 16:00 | 0.60799 | 0.3622 | 0.3622 | 0.77588 | 0.78761
12 | 18 | 17 | 165.75 | 94.9 | 94.9 | 350.2 | 412.8 | 2024-12-18 17:00 | 0.49581 | 0.25844 | 0.25844 | 0.70392 | 0.80436
12 | 18 | 18 | 36.4 | 97.8 | 97.8 | 411.8 | 451.2 | 2024-12-18 18:00 | 0.10888 | 0.26634 | 0.26634 | 0.82774 | 0.87919
12 | 18 | 19 | 95.6 | 316.6 | 316.6 | 461.3 | 473.1 | 2024-12-18 19:00 | 0.28597 | 0.8622 | 0.8622 | 0.92724 | 0.92186
12 | 18 | 20 | 108.8 | 335.3 | 335.3 | 450.5 | 474.5 | 2024-12-18 20:00 | 0.32546 | 0.91313 | 0.91313 | 0.90553 | 0.92459
12 | 18 | 21 | 148.8 | 337.4 | 337.4 | 463.3 | 453.8 | 2024-12-18 21:00 | 0.44511 | 0.91885 | 0.91885 | 0.93126 | 0.88426
12 | 18 | 22 | 263.05 | 320 | 320 | 453.6 | 431.3 | 2024-12-18 22:00 | 0.78687 | 0.87146 | 0.87146 | 0.91176 | 0.84041
12 | 18 | 23 | 235.925 | 293.9 | 293.9 | 423.3 | 409.8 | 2024-12-18 23:00 | 0.70573 | 0.80038 | 0.80038 | 0.85085 | 0.79852
12 | 19 | 0 | 204.385 | 250.8 | 250.8 | 377 | 368 | 2024-12-19 | 0.61138 | 0.68301 | 0.68301 | 0.75779 | 0.71707
12 | 19 | 1 | 242.485 | 220.2 | 220.2 | 353.2 | 356 | 2024-12-19 01:00 | 0.72535 | 0.59967 | 0.59967 | 0.70995 | 0.69369
12 | 19 | 2 | 240.96 | 205.6 | 205.6 | 343.2 | 347 | 2024-12-19 02:00 | 0.72079 | 0.55991 | 0.55991 | 0.68985 | 0.67615
12 | 19 | 3 | 237.56 | 195.9 | 195.9 | 336.4 | 338 | 2024-12-19 03:00 | 0.71062 | 0.5335 | 0.5335 | 0.67618 | 0.65861
12 | 19 | 4 | 237.16 | 213.2 | 213.2 | 317.4 | 338 | 2024-12-19 04:00 | 0.70942 | 0.58061 | 0.58061 | 0.63799 | 0.65861
12 | 19 | 5 | 225.76 | 216.2 | 216.2 | 321.4 | 356 | 2024-12-19 05:00 | 0.67532 | 0.58878 | 0.58878 | 0.64603 | 0.69369
12 | 19 | 6 | 238.06 | 219.1 | 219.1 | 348.6 | 401 | 2024-12-19 06:00 | 0.71211 | 0.59668 | 0.59668 | 0.7007 | 0.78137
12 | 19 | 7 | 249.86 | 232.5 | 232.5 | 331.3 | 366 | 2024-12-19 07:00 | 0.74741 | 0.63317 | 0.63317 | 0.66593 | 0.71317
12 | 19 | 8 | 233.96 | 117.9 | 117.9 | 332.6 | 351 | 2024-12-19 08:00 | 0.69985 | 0.32108 | 0.32108 | 0.66854 | 0.68394
12 | 19 | 9 | 215.86 | 71.1 | 71.1 | 324.2 | 350 | 2024-12-19 09:00 | 0.64571 | 0.19363 | 0.19363 | 0.65166 | 0.682
12 | 19 | 10 | 186.46 | 135.55 | 135.55 | 303.9 | 360 | 2024-12-19 10:00 | 0.55776 | 0.36914 | 0.36914 | 0.61085 | 0.70148
12 | 19 | 11 | 187.66 | 150.8 | 150.8 | 330.2 | 385 | 2024-12-19 11:00 | 0.56135 | 0.41068 | 0.41068 | 0.66372 | 0.75019
12 | 19 | 12 | 191.76 | 138.9 | 138.9 | 322.5 | 364 | 2024-12-19 12:00 | 0.57362 | 0.37827 | 0.37827 | 0.64824 | 0.70928
12 | 19 | 13 | 192.46 | 119.4 | 119.4 | 340 | 378 | 2024-12-19 13:00 | 0.57571 | 0.32516 | 0.32516 | 0.68342 | 0.73655
12 | 19 | 14 | 200.86 | 117.119 | 117.12 | 336.4 | 357.7 | 2024-12-19 14:00 | 0.60084 | 0.31895 | 0.31895 | 0.67618 | 0.697
12 | 19 | 15 | 212.86 | 97.6 | 97.6 | 334.8 | 375.3 | 2024-12-19 15:00 | 0.63673 | 0.2658 | 0.2658 | 0.67296 | 0.73129
12 | 19 | 16 | 217.41 | 102.8 | 102.8 | 362.4 | 399.3 | 2024-12-19 16:00 | 0.65034 | 0.27996 | 0.27996 | 0.72844 | 0.77806
12 | 19 | 17 | 238.11 | 149.5 | 149.5 | 371.7 | 401.2 | 2024-12-19 17:00 | 0.71226 | 0.40714 | 0.40714 | 0.74714 | 0.78176
12 | 19 | 18 | 288.41 | 214.6 | 214.6 | 416.1 | 456.1 | 2024-12-19 18:00 | 0.86273 | 0.58442 | 0.58442 | 0.83638 | 0.88874
12 | 19 | 19 | 305.96 | 264.8 | 264.8 | 436.8 | 488.1 | 2024-12-19 19:00 | 0.91523 | 0.72113 | 0.72113 | 0.87799 | 0.95109
12 | 19 | 20 | 315.76 | 269 | 269 | 455.7 | 492.9 | 2024-12-19 20:00 | 0.94454 | 0.73257 | 0.73257 | 0.91598 | 0.96044
12 | 19 | 21 | 309.71 | 307.5 | 307.5 | 448.4 | 485.8 | 2024-12-19 21:00 | 0.92644 | 0.83742 | 0.83742 | 0.90131 | 0.94661
12 | 19 | 22 | 261.01 | 315 | 315 | 426.1 | 459.2 | 2024-12-19 22:00 | 0.78077 | 0.85784 | 0.85784 | 0.85648 | 0.89478
12 | 19 | 23 | 234.81 | 296.1 | 296.1 | 395.3 | 415.9 | 2024-12-19 23:00 | 0.70239 | 0.80637 | 0.80637 | 0.79457 | 0.81041
12 | 20 | 0 | 236.1 | 276.3 | 276.3 | 369.5 | 397 | 2024-12-20 | 0.70625 | 0.75245 | 0.75245 | 0.74271 | 0.77358
12 | 20 | 1 | 239.7 | 261.6 | 261.6 | 354.2 | 387 | 2024-12-20 01:00 | 0.71702 | 0.71242 | 0.71242 | 0.71196 | 0.75409
12 | 20 | 2 | 242.1 | 259.6 | 259.6 | 344.1 | 375 | 2024-12-20 02:00 | 0.7242 | 0.70697 | 0.70697 | 0.69166 | 0.73071
12 | 20 | 3 | 241.9 | 250.9 | 250.9 | 334 | 368 | 2024-12-20 03:00 | 0.7236 | 0.68328 | 0.68328 | 0.67136 | 0.71707
12 | 20 | 4 | 242.1 | 255.4 | 255.4 | 331.3 | 365 | 2024-12-20 04:00 | 0.7242 | 0.69553 | 0.69553 | 0.66593 | 0.71122
12 | 20 | 5 | 242 | 266.8 | 266.8 | 347.7 | 382 | 2024-12-20 05:00 | 0.7239 | 0.72658 | 0.72658 | 0.69889 | 0.74435
12 | 20 | 6 | 250.6 | 279 | 279 | 381.8 | 424 | 2024-12-20 06:00 | 0.74963 | 0.7598 | 0.7598 | 0.76744 | 0.82619
12 | 20 | 7 | 236.25 | 148.7 | 148.7 | 366.1 | 380 | 2024-12-20 07:00 | 0.7067 | 0.40496 | 0.40496 | 0.73588 | 0.74045
12 | 20 | 8 | 192.8 | 139.7 | 139.7 | 336.1 | 376 | 2024-12-20 08:00 | 0.57673 | 0.38045 | 0.38045 | 0.67558 | 0.73266
12 | 20 | 9 | 197.75 | 136.9 | 136.9 | 337.5 | 379 | 2024-12-20 09:00 | 0.59153 | 0.37282 | 0.37282 | 0.67839 | 0.7385
12 | 20 | 10 | 200.25 | 112.5 | 112.5 | 350.5 | 395 | 2024-12-20 10:00 | 0.59901 | 0.30637 | 0.30637 | 0.70452 | 0.76968
12 | 20 | 11 | 198.05 | 126.5 | 126.5 | 343.7 | 398 | 2024-12-20 11:00 | 0.59243 | 0.3445 | 0.3445 | 0.69085 | 0.77553
12 | 20 | 12 | 196.6 | 133.2 | 133.2 | 356.6 | 388 | 2024-12-20 12:00 | 0.58809 | 0.36275 | 0.36275 | 0.71678 | 0.75604
12 | 20 | 13 | 202.1 | 115.9 | 115.9 | 357.7 | 384 | 2024-12-20 13:00 | 0.60455 | 0.31563 | 0.31563 | 0.71899 | 0.74825
12 | 20 | 14 | 200.9 | 116.7 | 116.7 | 367.3 | 375 | 2024-12-20 14:00 | 0.60096 | 0.31781 | 0.31781 | 0.73829 | 0.73071
12 | 20 | 15 | 240 | 108.7 | 108.7 | 370 | 395 | 2024-12-20 15:00 | 0.71792 | 0.29602 | 0.29602 | 0.74372 | 0.76968
12 | 20 | 16 | 235.6 | 156.8 | 156.8 | 386.6 | 394 | 2024-12-20 16:00 | 0.70476 | 0.42702 | 0.42702 | 0.77709 | 0.76773
12 | 20 | 17 | 240.7 | 158.2 | 158.2 | 395.4 | 401 | 2024-12-20 17:00 | 0.72001 | 0.43083 | 0.43083 | 0.79477 | 0.78137
12 | 20 | 18 | 289.25 | 283 | 283 | 431.8 | 477.5 | 2024-12-20 18:00 | 0.86524 | 0.7707 | 0.7707 | 0.86794 | 0.93044
12 | 20 | 19 | 313.2 | 324.5 | 324.5 | 454.9 | 489 | 2024-12-20 19:00 | 0.93688 | 0.88371 | 0.88371 | 0.91437 | 0.95284
12 | 20 | 20 | 321.1 | 337.9 | 337.9 | 448.9 | 495 | 2024-12-20 20:00 | 0.96051 | 0.92021 | 0.92021 | 0.90231 | 0.96454
12 | 20 | 21 | 314.15 | 343.5 | 343.5 | 417.5 | 483.5 | 2024-12-20 21:00 | 0.93972 | 0.93546 | 0.93546 | 0.8392 | 0.94213
12 | 20 | 22 | 264.7 | 332.9 | 332.9 | 400.8 | 466.1 | 2024-12-20 22:00 | 0.7918 | 0.90659 | 0.90659 | 0.80563 | 0.90822
12 | 20 | 23 | 24.2 | 309.8 | 309.8 | 382.3 | 411.9 | 2024-12-20 23:00 | 0.07239 | 0.84368 | 0.84368 | 0.76844 | 0.80261
12 | 21 | 0 | 110.8 | 227.9 | 227.9 | 368 | 392.5 | 2024-12-21 | 0.33144 | 0.62064 | 0.62064 | 0.7397 | 0.76481
12 | 21 | 1 | 216.4 | 253.2 | 253.2 | 354.1 | 368 | 2024-12-21 01:00 | 0.64732 | 0.68954 | 0.68954 | 0.71176 | 0.71707
12 | 21 | 2 | 206.9 | 265.4 | 265.4 | 347 | 356 | 2024-12-21 02:00 | 0.61891 | 0.72277 | 0.72277 | 0.69749 | 0.69369
12 | 21 | 3 | 206.5 | 250.3 | 250.3 | 337.9 | 345 | 2024-12-21 03:00 | 0.61771 | 0.68164 | 0.68164 | 0.6792 | 0.67225
12 | 21 | 4 | 208 | 251.6 | 251.6 | 333.7 | 346 | 2024-12-21 04:00 | 0.6222 | 0.68519 | 0.68519 | 0.67075 | 0.6742
12 | 21 | 5 | 217.8 | 251.3 | 251.3 | 367.2 | 365 | 2024-12-21 05:00 | 0.65151 | 0.68437 | 0.68437 | 0.73809 | 0.71122
12 | 21 | 6 | 230.8 | 248.3 | 248.3 | 369.7 | 421 | 2024-12-21 06:00 | 0.6904 | 0.6762 | 0.6762 | 0.74312 | 0.82034
12 | 21 | 7 | 226.7 | 210.6 | 210.6 | 341.5 | 350 | 2024-12-21 07:00 | 0.67813 | 0.57353 | 0.57353 | 0.68643 | 0.682
12 | 21 | 8 | 219.6 | 174.9 | 174.9 | 340.2 | 346 | 2024-12-21 08:00 | 0.6569 | 0.47631 | 0.47631 | 0.68382 | 0.6742
12 | 21 | 9 | 210.3 | 180.9 | 180.9 | 317.2 | 344 | 2024-12-21 09:00 | 0.62908 | 0.49265 | 0.49265 | 0.63759 | 0.6703
12 | 21 | 10 | 212.7 | 177.2 | 177.2 | 323.8 | 316 | 2024-12-21 10:00 | 0.63625 | 0.48257 | 0.48257 | 0.65085 | 0.61574
12 | 21 | 11 | 226.3 | 172.4 | 172.4 | 335.1 | 348 | 2024-12-21 11:00 | 0.67694 | 0.4695 | 0.4695 | 0.67357 | 0.6781
12 | 21 | 12 | 228.7 | 190.7 | 190.7 | 336.4 | 337 | 2024-12-21 12:00 | 0.68412 | 0.51934 | 0.51934 | 0.67618 | 0.65666
12 | 21 | 13 | 228.8 | 185.4 | 185.4 | 340.3 | 349 | 2024-12-21 13:00 | 0.68442 | 0.5049 | 0.5049 | 0.68402 | 0.68005
12 | 21 | 14 | 213.7 | 146.1 | 146.1 | 351.4 | 349 | 2024-12-21 14:00 | 0.63925 | 0.39788 | 0.39788 | 0.70633 | 0.68005
12 | 21 | 15 | 216.1 | 149.6 | 149.6 | 347.9 | 360 | 2024-12-21 15:00 | 0.64643 | 0.40741 | 0.40741 | 0.6993 | 0.70148
12 | 21 | 16 | 230.7 | 151.7 | 151.7 | 358 | 363 | 2024-12-21 16:00 | 0.6901 | 0.41313 | 0.41313 | 0.7196 | 0.70733
12 | 21 | 17 | 227 | 209.8 | 209.8 | 372.9 | 380.2 | 2024-12-21 17:00 | 0.67903 | 0.57135 | 0.57135 | 0.74955 | 0.74084
12 | 21 | 18 | 275.5 | 276.5 | 276.5 | 430.2 | 410 | 2024-12-21 18:00 | 0.82411 | 0.753 | 0.753 | 0.86472 | 0.79891
12 | 21 | 19 | 296.85 | 333.3 | 333.3 | 435.3 | 436.6 | 2024-12-21 19:00 | 0.88797 | 0.90768 | 0.90768 | 0.87497 | 0.85074
12 | 21 | 20 | 313.1 | 350.5 | 350.5 | 429.9 | 436.3 | 2024-12-21 20:00 | 0.93658 | 0.95452 | 0.95452 | 0.86412 | 0.85016
12 | 21 | 21 | 301.8 | 344.3 | 344.3 | 425.4 | 418.3 | 2024-12-21 21:00 | 0.90278 | 0.93764 | 0.93764 | 0.85508 | 0.81508
12 | 21 | 22 | 293.95 | 303.3 | 303.3 | 402.5 | 382.3 | 2024-12-21 22:00 | 0.8793 | 0.82598 | 0.82598 | 0.80905 | 0.74493
12 | 21 | 23 | 270.95 | 284.8 | 284.8 | 399.3 | 350.7 | 2024-12-21 23:00 | 0.8105 | 0.7756 | 0.7756 | 0.80261 | 0.68336
12 | 22 | 0 | 257.7 | 259.4 | 259.4 | 349.6 | 325 | 2024-12-22 | 0.77086 | 0.70643 | 0.70643 | 0.70271 | 0.63328
12 | 22 | 1 | 249.6 | 242.6 | 242.6 | 345.3 | 311 | 2024-12-22 01:00 | 0.74663 | 0.66068 | 0.66068 | 0.69407 | 0.606
12 | 22 | 2 | 245.5 | 246.4 | 246.4 | 345.4 | 302 | 2024-12-22 02:00 | 0.73437 | 0.67102 | 0.67102 | 0.69427 | 0.58846
12 | 22 | 3 | 240.6 | 242.4 | 242.4 | 335 | 297 | 2024-12-22 03:00 | 0.71971 | 0.66013 | 0.66013 | 0.67337 | 0.57872
12 | 22 | 4 | 237 | 238.6 | 238.6 | 330 | 297 | 2024-12-22 04:00 | 0.70894 | 0.64978 | 0.64978 | 0.66332 | 0.57872
12 | 22 | 5 | 261.4 | 238.7 | 238.7 | 332 | 315 | 2024-12-22 05:00 | 0.78193 | 0.65005 | 0.65005 | 0.66734 | 0.6138
12 | 22 | 6 | 257.1 | 230.7 | 230.7 | 370.6 | 366 | 2024-12-22 06:00 | 0.76907 | 0.62827 | 0.62827 | 0.74492 | 0.71317
12 | 22 | 7 | 236.5 | 222 | 222 | 344.4 | 335 | 2024-12-22 07:00 | 0.70745 | 0.60458 | 0.60458 | 0.69226 | 0.65277
12 | 22 | 8 | 225 | 167.8 | 167.8 | 340.2 | 320 | 2024-12-22 08:00 | 0.67305 | 0.45697 | 0.45697 | 0.68382 | 0.62354
12 | 22 | 9 | 168.3 | 166.6 | 166.6 | 325.3 | 322 | 2024-12-22 09:00 | 0.50344 | 0.4537 | 0.4537 | 0.65387 | 0.62744
12 | 22 | 10 | 167.4 | 162.7 | 162.7 | 325.5 | 315 | 2024-12-22 10:00 | 0.50075 | 0.44308 | 0.44308 | 0.65427 | 0.6138
12 | 22 | 11 | 165.5 | 132.7 | 132.7 | 325.3 | 380 | 2024-12-22 11:00 | 0.49506 | 0.36138 | 0.36138 | 0.65387 | 0.74045
12 | 22 | 12 | 171.3 | 134.25 | 134.25 | 331.2 | 331 | 2024-12-22 12:00 | 0.51241 | 0.3656 | 0.3656 | 0.66573 | 0.64497
12 | 22 | 13 | 176.8 | 135.5 | 135.5 | 332.4 | 317 | 2024-12-22 13:00 | 0.52887 | 0.36901 | 0.36901 | 0.66814 | 0.61769
12 | 22 | 14 | 185.3 | 134.4 | 134.4 | 345.4 | 296 | 2024-12-22 14:00 | 0.55429 | 0.36601 | 0.36601 | 0.69427 | 0.57677
12 | 22 | 15 | 206.3 | 211.7 | 211.7 | 336.5 | 310 | 2024-12-22 15:00 | 0.61711 | 0.57653 | 0.57653 | 0.67638 | 0.60405
12 | 22 | 16 | 211.3 | 214.75 | 214.75 | 335.2 | 275 | 2024-12-22 16:00 | 0.63207 | 0.58483 | 0.58483 | 0.67377 | 0.53585
12 | 22 | 17 | 238.6 | 226.4 | 226.4 | 364.9 | 371 | 2024-12-22 17:00 | 0.71373 | 0.61656 | 0.61656 | 0.73347 | 0.72292
12 | 22 | 18 | 277.9 | 280.05 | 280.05 | 351.4 | 443 | 2024-12-22 18:00 | 0.83129 | 0.76266 | 0.76266 | 0.70633 | 0.86321
12 | 22 | 19 | 296.5 | 333.2 | 333.2 | 451.1 | 454.7 | 2024-12-22 19:00 | 0.88693 | 0.90741 | 0.90741 | 0.90673 | 0.88601
12 | 22 | 20 | 294.1 | 346.05 | 346.05 | 461.5 | 451.4 | 2024-12-22 20:00 | 0.87975 | 0.9424 | 0.9424 | 0.92764 | 0.87958
12 | 22 | 21 | 291.1 | 343 | 343 | 450.5 | 433.3 | 2024-12-22 21:00 | 0.87077 | 0.9341 | 0.9341 | 0.90553 | 0.84431
12 | 22 | 22 | 280.9 | 336.6 | 336.6 | 441.4 | 415.4 | 2024-12-22 22:00 | 0.84026 | 0.91667 | 0.91667 | 0.88724 | 0.80943
12 | 22 | 23 | 249.3 | 327 | 327 | 432.5 | 380.5 | 2024-12-22 23:00 | 0.74574 | 0.89052 | 0.89052 | 0.86935 | 0.74143
12 | 23 | 0 | 244.2 | 262.4 | 262.4 | 373.9 | 350 | 2024-12-23 | 0.73048 | 0.7146 | 0.7146 | 0.75156 | 0.682
12 | 23 | 1 | 236.9 | 263.2 | 263.2 | 374.5 | 329 | 2024-12-23 01:00 | 0.70864 | 0.71678 | 0.71678 | 0.75276 | 0.64108
12 | 23 | 2 | 230.2 | 240 | 240 | 353.8 | 309 | 2024-12-23 02:00 | 0.6886 | 0.65359 | 0.65359 | 0.71116 | 0.6021
12 | 23 | 3 | 235.5 | 236.6 | 236.6 | 344.6 | 298 | 2024-12-23 03:00 | 0.70446 | 0.64434 | 0.64434 | 0.69266 | 0.58067
12 | 23 | 4 | 225.2 | 236.7 | 236.7 | 335.9 | 290 | 2024-12-23 04:00 | 0.67365 | 0.64461 | 0.64461 | 0.67518 | 0.56508
12 | 23 | 5 | 245.5 | 237.8 | 237.8 | 351.7 | 304 | 2024-12-23 05:00 | 0.73437 | 0.6476 | 0.6476 | 0.70693 | 0.59236
12 | 23 | 6 | 238.2 | 229 | 229 | 364.9 | 324 | 2024-12-23 06:00 | 0.71253 | 0.62364 | 0.62364 | 0.73347 | 0.63133
12 | 23 | 7 | 241 | 208.5 | 208.5 | 356.5 | 338 | 2024-12-23 07:00 | 0.72091 | 0.56781 | 0.56781 | 0.71658 | 0.65861
12 | 23 | 8 | 186.3 | 204.4 | 204.4 | 353.5 | 335 | 2024-12-23 08:00 | 0.55728 | 0.55664 | 0.55664 | 0.71055 | 0.65277
12 | 23 | 9 | 173.2 | 204.2 | 204.2 | 338.9 | 336 | 2024-12-23 09:00 | 0.5181 | 0.5561 | 0.5561 | 0.68121 | 0.65472
12 | 23 | 10 | 172 | 215 | 215 | 339.3 | 319 | 2024-12-23 10:00 | 0.51451 | 0.58551 | 0.58551 | 0.68201 | 0.62159
12 | 23 | 11 | 175.7 | 193.9 | 193.9 | 334 | 338 | 2024-12-23 11:00 | 0.52558 | 0.52805 | 0.52805 | 0.67136 | 0.65861
12 | 23 | 12 | 179.6 | 166.15 | 166.15 | 343.2 | 344 | 2024-12-23 12:00 | 0.53724 | 0.45248 | 0.45248 | 0.68985 | 0.6703
12 | 23 | 13 | 206.7 | 163.4 | 163.4 | 351.4 | 352 | 2024-12-23 13:00 | 0.61831 | 0.44499 | 0.44499 | 0.70633 | 0.68589
12 | 23 | 14 | 212.2 | 171.3 | 171.3 | 349.1 | 356 | 2024-12-23 14:00 | 0.63476 | 0.4665 | 0.4665 | 0.70171 | 0.69369
12 | 23 | 15 | 220.3 | 170.4 | 170.4 | 343.6 | 351 | 2024-12-23 15:00 | 0.65899 | 0.46405 | 0.46405 | 0.69065 | 0.68394
12 | 23 | 16 | 219.7 | 225.4 | 225.4 | 345.2 | 368 | 2024-12-23 16:00 | 0.65719 | 0.61383 | 0.61383 | 0.69387 | 0.71707
12 | 23 | 17 | 224.7 | 218.05 | 218.05 | 363.4 | 374 | 2024-12-23 17:00 | 0.67215 | 0.59382 | 0.59382 | 0.73045 | 0.72876
12 | 23 | 18 | 236.6 | 337.65 | 337.65 | 402.1 | 427 | 2024-12-23 18:00 | 0.70775 | 0.91953 | 0.91953 | 0.80824 | 0.83203
12 | 23 | 19 | 289.65 | 304 | 304 | 437.9 | 455.5 | 2024-12-23 19:00 | 0.86644 | 0.82789 | 0.82789 | 0.8802 | 0.88757
12 | 23 | 20 | 294.1 | 311.3 | 311.3 | 426.8 | 456 | 2024-12-23 20:00 | 0.87975 | 0.84777 | 0.84777 | 0.85789 | 0.88854
12 | 23 | 21 | 288.4 | 316.5 | 316.5 | 420.7 | 439 | 2024-12-23 21:00 | 0.8627 | 0.86193 | 0.86193 | 0.84563 | 0.85542
12 | 23 | 22 | 277.95 | 316.6 | 316.6 | 380.8 | 405 | 2024-12-23 22:00 | 0.83144 | 0.8622 | 0.8622 | 0.76543 | 0.78917
12 | 23 | 23 | 250.35 | 294 | 294 | 376.1 | 369 | 2024-12-23 23:00 | 0.74888 | 0.80065 | 0.80065 | 0.75598 | 0.71902
12 | 24 | 0 | 209.6 | 226.2 | 226.2 | 351.4 | 343 | 2024-12-24 | 0.62698 | 0.61601 | 0.61601 | 0.70633 | 0.66836
12 | 24 | 1 | 200.7 | 212.7 | 212.7 | 342.4 | 306 | 2024-12-24 01:00 | 0.60036 | 0.57925 | 0.57925 | 0.68824 | 0.59626
12 | 24 | 2 | 211.1 | 205.7 | 205.7 | 330.1 | 302 | 2024-12-24 02:00 | 0.63147 | 0.56019 | 0.56019 | 0.66352 | 0.58846
12 | 24 | 3 | 208.7 | 198.4 | 198.4 | 320.2 | 292 | 2024-12-24 03:00 | 0.62429 | 0.54031 | 0.54031 | 0.64362 | 0.56898
12 | 24 | 4 | 208.1 | 202.6 | 202.6 | 315.6 | 289 | 2024-12-24 04:00 | 0.62249 | 0.55174 | 0.55174 | 0.63437 | 0.56313
12 | 24 | 5 | 203.6 | 211.8 | 211.8 | 320.3 | 295 | 2024-12-24 05:00 | 0.60903 | 0.5768 | 0.5768 | 0.64382 | 0.57482
12 | 24 | 6 | 206 | 227.5 | 227.5 | 337.1 | 308 | 2024-12-24 06:00 | 0.61621 | 0.61955 | 0.61955 | 0.67759 | 0.60016
12 | 24 | 7 | 208.6 | 177.9 | 177.9 | 331.3 | 319 | 2024-12-24 07:00 | 0.62399 | 0.48448 | 0.48448 | 0.66593 | 0.62159
12 | 24 | 8 | 136.5 | 169.9 | 169.9 | 334.3 | 324 | 2024-12-24 08:00 | 0.40832 | 0.46269 | 0.46269 | 0.67196 | 0.63133
12 | 24 | 9 | 138.7 | 165.6 | 165.6 | 321.2 | 322 | 2024-12-24 09:00 | 0.4149 | 0.45098 | 0.45098 | 0.64563 | 0.62744
12 | 24 | 10 | 127.4 | 161.5 | 161.5 | 340.2 | 327 | 2024-12-24 10:00 | 0.38109 | 0.43981 | 0.43981 | 0.68382 | 0.63718
12 | 24 | 11 | 114.1 | 162 | 162 | 355.4 | 342 | 2024-12-24 11:00 | 0.34131 | 0.44118 | 0.44118 | 0.71437 | 0.66641
12 | 24 | 12 | 162.45 | 128.7 | 128.7 | 284.5 | 339 | 2024-12-24 12:00 | 0.48594 | 0.35049 | 0.35049 | 0.57186 | 0.66056
12 | 24 | 13 | 157.65 | 128.5 | 128.5 | 324.8 | 337 | 2024-12-24 13:00 | 0.47158 | 0.34995 | 0.34995 | 0.65286 | 0.65666
12 | 24 | 14 | 165.6 | 128 | 128 | 344.6 | 343 | 2024-12-24 14:00 | 0.49536 | 0.34858 | 0.34858 | 0.69266 | 0.66836
12 | 24 | 15 | 165.65 | 129.2 | 129.2 | 331.9 | 352 | 2024-12-24 15:00 | 0.49551 | 0.35185 | 0.35185 | 0.66714 | 0.68589
12 | 24 | 16 | 169.2 | 126.4 | 126.4 | 313.3 | 355 | 2024-12-24 16:00 | 0.50613 | 0.34423 | 0.34423 | 0.62975 | 0.69174
12 | 24 | 17 | 181.85 | 209.95 | 209.95 | 370.9 | 362 | 2024-12-24 17:00 | 0.54397 | 0.57176 | 0.57176 | 0.74553 | 0.70538
12 | 24 | 18 | 259.3 | 276.7 | 276.7 | 405.3 | 429.5 | 2024-12-24 18:00 | 0.77565 | 0.75354 | 0.75354 | 0.81467 | 0.83691
12 | 24 | 19 | 267.05 | 346.8 | 346.8 | 420.9 | 419.5 | 2024-12-24 19:00 | 0.79883 | 0.94444 | 0.94444 | 0.84603 | 0.81742
12 | 24 | 20 | 267.75 | 349 | 349 | 440.1 | 428.5 | 2024-12-24 20:00 | 0.80093 | 0.95044 | 0.95044 | 0.88462 | 0.83496
12 | 24 | 21 | 255.8 | 343.2 | 343.2 | 423.9 | 390.5 | 2024-12-24 21:00 | 0.76518 | 0.93464 | 0.93464 | 0.85206 | 0.76091
12 | 24 | 22 | 241.35 | 319.1 | 319.1 | 409.3 | 405.5 | 2024-12-24 22:00 | 0.72196 | 0.86901 | 0.86901 | 0.82271 | 0.79014
12 | 24 | 23 | 227.95 | 280.6 | 280.6 | 362.8 | 346 | 2024-12-24 23:00 | 0.68187 | 0.76416 | 0.76416 | 0.72925 | 0.6742
12 | 25 | 0 | 170.3 | 257.6 | 257.6 | 349.9 | 337 | 2024-12-25 | 0.50942 | 0.70153 | 0.70153 | 0.70332 | 0.65666
12 | 25 | 1 | 165.4 | 234.2 | 234.2 | 335.9 | 322 | 2024-12-25 01:00 | 0.49477 | 0.6378 | 0.6378 | 0.67518 | 0.62744
12 | 25 | 2 | 166.3 | 226.1 | 226.1 | 321.1 | 308 | 2024-12-25 02:00 | 0.49746 | 0.61574 | 0.61574 | 0.64543 | 0.60016
12 | 25 | 3 | 166.3 | 228.5 | 228.5 | 298.4 | 294 | 2024-12-25 03:00 | 0.49746 | 0.62228 | 0.62228 | 0.5998 | 0.57288
12 | 25 | 4 | 166.2 | 226.4 | 226.4 | 294.6 | 290 | 2024-12-25 04:00 | 0.49716 | 0.61656 | 0.61656 | 0.59216 | 0.56508
12 | 25 | 5 | 168.4 | 228.4 | 228.4 | 296.8 | 294 | 2024-12-25 05:00 | 0.50374 | 0.622 | 0.622 | 0.59658 | 0.57288
12 | 25 | 6 | 220.5 | 258.1 | 258.1 | 306.6 | 311 | 2024-12-25 06:00 | 0.65959 | 0.70289 | 0.70289 | 0.61628 | 0.606
12 | 25 | 7 | 195.3 | 216.2 | 216.2 | 312.5 | 333 | 2024-12-25 07:00 | 0.58421 | 0.58878 | 0.58878 | 0.62814 | 0.64887
12 | 25 | 8 | 159.7 | 187.2 | 187.2 | 313 | 334 | 2024-12-25 08:00 | 0.47771 | 0.5098 | 0.5098 | 0.62915 | 0.65082
12 | 25 | 9 | 155.9 | 178.1 | 178.1 | 308 | 341 | 2024-12-25 09:00 | 0.46635 | 0.48502 | 0.48502 | 0.6191 | 0.66446
12 | 25 | 10 | 160.8 | 190.1 | 190.1 | 323 | 343.7 | 2024-12-25 10:00 | 0.48101 | 0.5177 | 0.5177 | 0.64925 | 0.66972
12 | 25 | 11 | 148.7 | 156.6 | 156.6 | 335.5 | 338.7 | 2024-12-25 11:00 | 0.44481 | 0.42647 | 0.42647 | 0.67437 | 0.65998
12 | 25 | 12 | 154 | 155.7 | 155.7 | 336.6 | 347.7 | 2024-12-25 12:00 | 0.46066 | 0.42402 | 0.42402 | 0.67658 | 0.67751
12 | 25 | 13 | 158.1 | 158.7 | 158.7 | 340.8 | 341.7 | 2024-12-25 13:00 | 0.47293 | 0.43219 | 0.43219 | 0.68503 | 0.66582
12 | 25 | 14 | 122.75 | 158 | 158 | 335.5 | 334.7 | 2024-12-25 14:00 | 0.36719 | 0.43028 | 0.43028 | 0.67437 | 0.65218
12 | 25 | 15 | 111.25 | 158.9 | 158.9 | 348.4 | 350.7 | 2024-12-25 15:00 | 0.33278 | 0.43273 | 0.43273 | 0.7003 | 0.68336
12 | 25 | 16 | 151.2 | 208.7 | 208.7 | 337 | 337 | 2024-12-25 16:00 | 0.45229 | 0.56836 | 0.56836 | 0.67739 | 0.65666
12 | 25 | 17 | 167.3 | 226.1 | 226.1 | 376.4 | 351 | 2024-12-25 17:00 | 0.50045 | 0.61574 | 0.61574 | 0.75658 | 0.68394
12 | 25 | 18 | 254.55 | 280.3 | 280.3 | 387.9 | 401 | 2024-12-25 18:00 | 0.76144 | 0.76334 | 0.76334 | 0.7797 | 0.78137
12 | 25 | 19 | 291.5 | 328 | 328 | 404.9 | 445 | 2024-12-25 19:00 | 0.87197 | 0.89325 | 0.89325 | 0.81387 | 0.86711
12 | 25 | 20 | 285.1 | 334.7 | 334.7 | 420.1 | 440 | 2024-12-25 20:00 | 0.85283 | 0.91149 | 0.91149 | 0.84442 | 0.85737
12 | 25 | 21 | 282.2 | 328.8 | 328.8 | 421 | 442 | 2024-12-25 21:00 | 0.84415 | 0.89542 | 0.89542 | 0.84623 | 0.86126
12 | 25 | 22 | 258.55 | 319.9 | 319.9 | 405.1 | 410 | 2024-12-25 22:00 | 0.77341 | 0.87119 | 0.87119 | 0.81427 | 0.79891
12 | 25 | 23 | 256 | 273.1 | 273.1 | 369 | 383 | 2024-12-25 23:00 | 0.76578 | 0.74374 | 0.74374 | 0.74171 | 0.7463
12 | 26 | 0 | 211.3 | 244.1 | 244.1 | 366.6 | 356 | 2024-12-26 | 0.63207 | 0.66476 | 0.66476 | 0.73688 | 0.69369
12 | 26 | 1 | 212.2 | 236.9 | 236.9 | 337.9 | 339 | 2024-12-26 01:00 | 0.63476 | 0.64515 | 0.64515 | 0.6792 | 0.66056
12 | 26 | 2 | 205.2 | 229.6 | 229.6 | 330.1 | 320 | 2024-12-26 02:00 | 0.61382 | 0.62527 | 0.62527 | 0.66352 | 0.62354
12 | 26 | 3 | 171 | 227.4 | 227.4 | 314 | 313 | 2024-12-26 03:00 | 0.51152 | 0.61928 | 0.61928 | 0.63116 | 0.6099
12 | 26 | 4 | 164.3 | 225.3 | 225.3 | 322.8 | 309 | 2024-12-26 04:00 | 0.49147 | 0.61356 | 0.61356 | 0.64884 | 0.6021
12 | 26 | 5 | 171.5 | 230.5 | 230.5 | 305.2 | 321 | 2024-12-26 05:00 | 0.51301 | 0.62772 | 0.62772 | 0.61347 | 0.62549
12 | 26 | 6 | 152.2 | 243.5 | 243.5 | 309.1 | 342 | 2024-12-26 06:00 | 0.45528 | 0.66313 | 0.66313 | 0.62131 | 0.66641
12 | 26 | 7 | 144.2 | 238 | 238 | 314.9 | 356 | 2024-12-26 07:00 | 0.43135 | 0.64815 | 0.64815 | 0.63296 | 0.69369
12 | 26 | 8 | 106.5 | 208.7 | 208.7 | 315.1 | 356 | 2024-12-26 08:00 | 0.31858 | 0.56836 | 0.56836 | 0.63337 | 0.69369
12 | 26 | 9 | 90.05 | 196.3 | 196.3 | 306.9 | 348 | 2024-12-26 09:00 | 0.26937 | 0.53459 | 0.53459 | 0.61688 | 0.6781
12 | 26 | 10 | 95.1 | 161.6 | 161.6 | 303.9 | 363 | 2024-12-26 10:00 | 0.28448 | 0.44009 | 0.44009 | 0.61085 | 0.70733
12 | 26 | 11 | 109.15 | 158.6 | 158.6 | 304.9 | 364 | 2024-12-26 11:00 | 0.3265 | 0.43192 | 0.43192 | 0.61286 | 0.70928
12 | 26 | 12 | 112.2 | 163.5 | 163.5 | 316.8 | 358 | 2024-12-26 12:00 | 0.33563 | 0.44526 | 0.44526 | 0.63678 | 0.69758
12 | 26 | 13 | 110.1 | 164.3 | 164.3 | 323.9 | 346 | 2024-12-26 13:00 | 0.32934 | 0.44744 | 0.44744 | 0.65106 | 0.6742
12 | 26 | 14 | 164.45 | 162 | 162 | 313.9 | 337 | 2024-12-26 14:00 | 0.49192 | 0.44118 | 0.44118 | 0.63095 | 0.65666
12 | 26 | 15 | 145.45 | 156 | 156 | 344.6 | 353 | 2024-12-26 15:00 | 0.43509 | 0.42484 | 0.42484 | 0.69266 | 0.68784
12 | 26 | 16 | 151.35 | 222.9 | 222.9 | 336.8 | 363 | 2024-12-26 16:00 | 0.45274 | 0.60703 | 0.60703 | 0.67698 | 0.70733
12 | 26 | 17 | 153.5 | 229.6 | 229.6 | 348 | 386.1 | 2024-12-26 17:00 | 0.45917 | 0.62527 | 0.62527 | 0.6995 | 0.75234
12 | 26 | 18 | 213.2 | 291.9 | 291.9 | 370.5 | 441.1 | 2024-12-26 18:00 | 0.63775 | 0.79493 | 0.79493 | 0.74472 | 0.85951
12 | 26 | 19 | 264.75 | 329.6 | 329.6 | 398.9 | 472.1 | 2024-12-26 19:00 | 0.79195 | 0.8976 | 0.8976 | 0.80181 | 0.91991
12 | 26 | 20 | 261.55 | 339.8 | 339.8 | 421.6 | 477.1 | 2024-12-26 20:00 | 0.78238 | 0.92538 | 0.92538 | 0.84744 | 0.92966
12 | 26 | 21 | 256.75 | 329.3 | 329.3 | 408.1 | 472.1 | 2024-12-26 21:00 | 0.76802 | 0.89679 | 0.89679 | 0.8203 | 0.91991
12 | 26 | 22 | 240.95 | 312.4 | 312.4 | 393 | 456 | 2024-12-26 22:00 | 0.72076 | 0.85076 | 0.85076 | 0.78995 | 0.88854
12 | 26 | 23 | 226.35 | 284.9 | 284.9 | 401.8 | 421 | 2024-12-26 23:00 | 0.67709 | 0.77587 | 0.77587 | 0.80764 | 0.82034
12 | 27 | 0 | 179.3 | 267.4 | 267.4 | 344.5 | 395 | 2024-12-27 | 0.53634 | 0.72821 | 0.72821 | 0.69246 | 0.76968
12 | 27 | 1 | 184.6 | 226.1 | 226.1 | 343.6 | 378 | 2024-12-27 01:00 | 0.5522 | 0.61574 | 0.61574 | 0.69065 | 0.73655
12 | 27 | 2 | 169.6 | 213.825 | 213.83 | 329 | 355 | 2024-12-27 02:00 | 0.50733 | 0.58231 | 0.58233 | 0.66131 | 0.69174
12 | 27 | 3 | 167.6 | 213.55 | 213.55 | 320.8 | 290 | 2024-12-27 03:00 | 0.50135 | 0.58156 | 0.58156 | 0.64482 | 0.56508
12 | 27 | 4 | 164.6 | 214.95 | 214.95 | 316.9 | 335 | 2024-12-27 04:00 | 0.49237 | 0.58538 | 0.58538 | 0.63698 | 0.65277
12 | 27 | 5 | 171.6 | 220.35 | 220.35 | 316 | 343 | 2024-12-27 05:00 | 0.51331 | 0.60008 | 0.60008 | 0.63518 | 0.66836
12 | 27 | 6 | 171.6 | 225.45 | 225.45 | 339 | 359 | 2024-12-27 06:00 | 0.51331 | 0.61397 | 0.61397 | 0.68141 | 0.69953
12 | 27 | 7 | 122.1 | 205.3 | 205.3 | 357.6 | 364 | 2024-12-27 07:00 | 0.36524 | 0.5591 | 0.5591 | 0.71879 | 0.70928
12 | 27 | 8 | 51.1 | 160.7 | 160.7 | 348.1 | 371 | 2024-12-27 08:00 | 0.15286 | 0.43764 | 0.43764 | 0.6997 | 0.72292
12 | 27 | 9 | 42.8 | 157.15 | 157.15 | 352.7 | 365.5 | 2024-12-27 09:00 | 0.12803 | 0.42797 | 0.42797 | 0.70894 | 0.7122
12 | 27 | 10 | 45.35 | 157.55 | 157.55 | 349.6 | 364.5 | 2024-12-27 10:00 | 0.13566 | 0.42906 | 0.42906 | 0.70271 | 0.71025
12 | 27 | 11 | 52.65 | 154.55 | 154.55 | 350.1 | 366.5 | 2024-12-27 11:00 | 0.15749 | 0.42089 | 0.42089 | 0.70372 | 0.71415
12 | 27 | 12 | 109.65 | 159.5 | 159.5 | 345.5 | 375.5 | 2024-12-27 12:00 | 0.328 | 0.43437 | 0.43437 | 0.69447 | 0.73168
12 | 27 | 13 | 127.6 | 171.25 | 171.25 | 346.4 | 393 | 2024-12-27 13:00 | 0.38169 | 0.46637 | 0.46637 | 0.69628 | 0.76578
12 | 27 | 14 | 74.8 | 192.5 | 192.5 | 350.3 | 370 | 2024-12-27 14:00 | 0.22375 | 0.52424 | 0.52424 | 0.70412 | 0.72097
12 | 27 | 15 | 46.5 | 186.9 | 186.9 | 368.7 | 381 | 2024-12-27 15:00 | 0.1391 | 0.50899 | 0.50899 | 0.74111 | 0.7424
12 | 27 | 16 | 38.8 | 197.5 | 197.5 | 369.2 | 376 | 2024-12-27 16:00 | 0.11606 | 0.53785 | 0.53785 | 0.74211 | 0.73266
12 | 27 | 17 | 83.9 | 242 | 242 | 406.2 | 388.2 | 2024-12-27 17:00 | 0.25097 | 0.65904 | 0.65904 | 0.81648 | 0.75643
12 | 27 | 18 | 162.5 | 306.9 | 306.9 | 421.6 | 438.2 | 2024-12-27 18:00 | 0.48609 | 0.83578 | 0.83578 | 0.84744 | 0.85386
12 | 27 | 19 | 163.5 | 338.4 | 338.4 | 449 | 479.2 | 2024-12-27 19:00 | 0.48908 | 0.92157 | 0.92157 | 0.90251 | 0.93375
12 | 27 | 20 | 202.3 | 337.3 | 337.3 | 454.4 | 473.2 | 2024-12-27 20:00 | 0.60515 | 0.91857 | 0.91857 | 0.91337 | 0.92206
12 | 27 | 21 | 199.4 | 334.6 | 334.6 | 442 | 475.2 | 2024-12-27 21:00 | 0.59647 | 0.91122 | 0.91122 | 0.88844 | 0.92595
12 | 27 | 22 | 193.75 | 298.7 | 298.7 | 416.1 | 454.2 | 2024-12-27 22:00 | 0.57957 | 0.81345 | 0.81345 | 0.83638 | 0.88504
12 | 27 | 23 | 192.85 | 276.3 | 276.3 | 394.2 | 428 | 2024-12-27 23:00 | 0.57688 | 0.75245 | 0.75245 | 0.79236 | 0.83398
12 | 28 | 0 | 151.4 | 241.6 | 241.6 | 364.2 | 399 | 2024-12-28 | 0.45289 | 0.65795 | 0.65795 | 0.73206 | 0.77747
12 | 28 | 1 | 156.7 | 230.5 | 230.5 | 362.2 | 376 | 2024-12-28 01:00 | 0.46874 | 0.62772 | 0.62772 | 0.72804 | 0.73266
12 | 28 | 2 | 153.8 | 230.3 | 230.3 | 336 | 360 | 2024-12-28 02:00 | 0.46007 | 0.62718 | 0.62718 | 0.67538 | 0.70148
12 | 28 | 3 | 140.9 | 232.3 | 232.3 | 324.4 | 347 | 2024-12-28 03:00 | 0.42148 | 0.63263 | 0.63263 | 0.65206 | 0.67615
12 | 28 | 4 | 136 | 232.3 | 232.3 | 322.7 | 343 | 2024-12-28 04:00 | 0.40682 | 0.63263 | 0.63263 | 0.64864 | 0.66836
12 | 28 | 5 | 136.1 | 236.6 | 236.6 | 326.5 | 354 | 2024-12-28 05:00 | 0.40712 | 0.64434 | 0.64434 | 0.65628 | 0.68979
12 | 28 | 6 | 150.1 | 236.6 | 236.6 | 341.8 | 361 | 2024-12-28 06:00 | 0.449 | 0.64434 | 0.64434 | 0.68704 | 0.70343
12 | 28 | 7 | 84 | 214.1 | 214.1 | 359.5 | 366 | 2024-12-28 07:00 | 0.25127 | 0.58306 | 0.58306 | 0.72261 | 0.71317
12 | 28 | 8 | 84.7 | 203.1 | 203.1 | 355.2 | 370 | 2024-12-28 08:00 | 0.25337 | 0.5531 | 0.5531 | 0.71397 | 0.72097
12 | 28 | 9 | 73 | 209.7 | 209.7 | 354.9 | 362 | 2024-12-28 09:00 | 0.21837 | 0.57108 | 0.57108 | 0.71337 | 0.70538
12 | 28 | 10 | 78.05 | 207.7 | 207.7 | 319.4 | 363 | 2024-12-28 10:00 | 0.23347 | 0.56563 | 0.56563 | 0.64201 | 0.70733
12 | 28 | 11 | 74.05 | 164.1 | 164.1 | 331.3 | 358 | 2024-12-28 11:00 | 0.22151 | 0.4469 | 0.4469 | 0.66593 | 0.69758
12 | 28 | 12 | 70.3 | 165.8 | 165.8 | 343.3 | 377 | 2024-12-28 12:00 | 0.21029 | 0.45153 | 0.45153 | 0.69005 | 0.73461
12 | 28 | 13 | 94.6 | 132.05 | 132.05 | 340.3 | 372 | 2024-12-28 13:00 | 0.28298 | 0.35961 | 0.35961 | 0.68402 | 0.72486
12 | 28 | 14 | 128.3 | 167.15 | 167.15 | 339.4 | 359 | 2024-12-28 14:00 | 0.38379 | 0.4552 | 0.4552 | 0.68221 | 0.69953
12 | 28 | 15 | 145.2 | 175.15 | 175.15 | 352.5 | 372 | 2024-12-28 15:00 | 0.43434 | 0.47699 | 0.47699 | 0.70854 | 0.72486
12 | 28 | 16 | 126.9 | 218.1 | 218.1 | 355.5 | 387 | 2024-12-28 16:00 | 0.3796 | 0.59395 | 0.59395 | 0.71457 | 0.75409
12 | 28 | 17 | 121.7 | 242.8 | 242.8 | 385.3 | 401 | 2024-12-28 17:00 | 0.36404 | 0.66122 | 0.66122 | 0.77447 | 0.78137
12 | 28 | 18 | 176.7 | 300.9 | 300.9 | 394.7 | 439 | 2024-12-28 18:00 | 0.52857 | 0.81944 | 0.81944 | 0.79337 | 0.85542
12 | 28 | 19 | 225.5 | 343.8 | 343.8 | 424.2 | 479 | 2024-12-28 19:00 | 0.67454 | 0.93627 | 0.93627 | 0.85266 | 0.93336
12 | 28 | 20 | 246 | 346 | 346 | 452.6 | 443.1 | 2024-12-28 20:00 | 0.73587 | 0.94227 | 0.94227 | 0.90975 | 0.86341
12 | 28 | 21 | 248.3 | 349.75 | 349.75 | 449.2 | 466.2 | 2024-12-28 21:00 | 0.74275 | 0.95248 | 0.95248 | 0.90291 | 0.90842
12 | 28 | 22 | 239.3 | 323 | 323 | 406.6 | 421 | 2024-12-28 22:00 | 0.71582 | 0.87963 | 0.87963 | 0.81729 | 0.82034
12 | 28 | 23 | 229.35 | 301.1 | 301.1 | 393.8 | 397 | 2024-12-28 23:00 | 0.68606 | 0.81999 | 0.81999 | 0.79156 | 0.77358
12 | 29 | 0 | 171.4 | 239.1 | 239.1 | 367.8 | 362 | 2024-12-29 | 0.51271 | 0.65114 | 0.65114 | 0.7393 | 0.70538
12 | 29 | 1 | 148.2 | 233 | 233 | 335.9 | 349 | 2024-12-29 01:00 | 0.44331 | 0.63453 | 0.63453 | 0.67518 | 0.68005
12 | 29 | 2 | 146.85 | 224.6 | 224.6 | 329.2 | 337 | 2024-12-29 02:00 | 0.43928 | 0.61166 | 0.61166 | 0.66171 | 0.65666
12 | 29 | 3 | 146.05 | 228.1 | 228.1 | 319.1 | 322 | 2024-12-29 03:00 | 0.43688 | 0.62119 | 0.62119 | 0.64141 | 0.62744
12 | 29 | 4 | 145.15 | 216.6 | 216.6 | 314.2 | 326 | 2024-12-29 04:00 | 0.43419 | 0.58987 | 0.58987 | 0.63156 | 0.63523
12 | 29 | 5 | 146.5 | 218 | 218 | 315.1 | 335 | 2024-12-29 05:00 | 0.43823 | 0.59368 | 0.59368 | 0.63337 | 0.65277
12 | 29 | 6 | 126.6 | 217.9 | 217.9 | 330.3 | 350 | 2024-12-29 06:00 | 0.3787 | 0.59341 | 0.59341 | 0.66392 | 0.682
12 | 29 | 7 | 144.75 | 207.5 | 207.5 | 328.9 | 374 | 2024-12-29 07:00 | 0.43299 | 0.56509 | 0.56509 | 0.66111 | 0.72876
12 | 29 | 8 | 98.65 | 185.6 | 185.6 | 316.9 | 378 | 2024-12-29 08:00 | 0.29509 | 0.50545 | 0.50545 | 0.63698 | 0.73655
12 | 29 | 9 | 91.45 | 190.5 | 190.5 | 316.5 | 359 | 2024-12-29 09:00 | 0.27356 | 0.51879 | 0.51879 | 0.63618 | 0.69953
12 | 29 | 10 | 94.3 | 196 | 196 | 306.5 | 352 | 2024-12-29 10:00 | 0.28208 | 0.53377 | 0.53377 | 0.61608 | 0.68589
12 | 29 | 11 | 83.35 | 192.8 | 192.8 | 310.6 | 383 | 2024-12-29 11:00 | 0.24933 | 0.52505 | 0.52505 | 0.62432 | 0.7463
12 | 29 | 12 | 88.35 | 150 | 150 | 314.9 | 371 | 2024-12-29 12:00 | 0.26428 | 0.4085 | 0.4085 | 0.63296 | 0.72292
12 | 29 | 13 | 138.35 | 148.3 | 148.3 | 322.6 | 358 | 2024-12-29 13:00 | 0.41385 | 0.40387 | 0.40387 | 0.64844 | 0.69758
12 | 29 | 14 | 139.35 | 144.3 | 144.3 | 325.8 | 361 | 2024-12-29 14:00 | 0.41684 | 0.39297 | 0.39297 | 0.65487 | 0.70343
12 | 29 | 15 | 119.85 | 141.1 | 141.1 | 320.5 | 360 | 2024-12-29 15:00 | 0.35851 | 0.38426 | 0.38426 | 0.64422 | 0.70148
12 | 29 | 16 | 119.8 | 152.1 | 152.1 | 340 | 361 | 2024-12-29 16:00 | 0.35836 | 0.41422 | 0.41422 | 0.68342 | 0.70343
12 | 29 | 17 | 118.6 | 211 | 211 | 361.2 | 388.2 | 2024-12-29 17:00 | 0.35477 | 0.57462 | 0.57462 | 0.72603 | 0.75643
12 | 29 | 18 | 205.65 | 276.6 | 276.6 | 418.2 | 447.8 | 2024-12-29 18:00 | 0.61517 | 0.75327 | 0.75327 | 0.8406 | 0.87256
12 | 29 | 19 | 235.3 | 313.05 | 313.05 | 440.3 | 456.2 | 2024-12-29 19:00 | 0.70386 | 0.85253 | 0.85253 | 0.88503 | 0.88893
12 | 29 | 20 | 229.6 | 310.2 | 310.2 | 456.1 | 452.2 | 2024-12-29 20:00 | 0.68681 | 0.84477 | 0.84477 | 0.91678 | 0.88114
12 | 29 | 21 | 228.05 | 310.6 | 310.6 | 445.5 | 439.2 | 2024-12-29 21:00 | 0.68217 | 0.84586 | 0.84586 | 0.89548 | 0.85581
12 | 29 | 22 | 222.05 | 297.8 | 297.8 | 401.3 | 436.2 | 2024-12-29 22:00 | 0.66422 | 0.811 | 0.811 | 0.80663 | 0.84996
12 | 29 | 23 | 210.8 | 280.3 | 280.3 | 393 | 399 | 2024-12-29 23:00 | 0.63057 | 0.76334 | 0.76334 | 0.78995 | 0.77747
12 | 30 | 0 | 151.9 | 270.4 | 270.4 | 329.3 | 372 | 2024-12-30 | 0.45438 | 0.73638 | 0.73638 | 0.66191 | 0.72486
12 | 30 | 1 | 166.55 | 258.3 | 258.3 | 324.6 | 356 | 2024-12-30 01:00 | 0.49821 | 0.70343 | 0.70343 | 0.65246 | 0.69369
12 | 30 | 2 | 154.65 | 249.4 | 249.4 | 335 | 343 | 2024-12-30 02:00 | 0.46261 | 0.67919 | 0.67919 | 0.67337 | 0.66836
12 | 30 | 3 | 150.4 | 244.6 | 244.6 | 326.7 | 333 | 2024-12-30 03:00 | 0.4499 | 0.66612 | 0.66612 | 0.65668 | 0.64887
12 | 30 | 4 | 150.4 | 242.3 | 242.3 | 323.7 | 398 | 2024-12-30 04:00 | 0.4499 | 0.65986 | 0.65986 | 0.65065 | 0.77553
12 | 30 | 5 | 153.3 | 243.9 | 243.9 | 341 | 331 | 2024-12-30 05:00 | 0.45857 | 0.66422 | 0.66422 | 0.68543 | 0.64497
12 | 30 | 6 | 143.7 | 245.1 | 245.1 | 340.8 | 347 | 2024-12-30 06:00 | 0.42985 | 0.66748 | 0.66748 | 0.68503 | 0.67615
12 | 30 | 7 | 137.4 | 204.9 | 204.9 | 360 | 340 | 2024-12-30 07:00 | 0.41101 | 0.55801 | 0.55801 | 0.72362 | 0.66251
12 | 30 | 8 | 137.3 | 207 | 207 | 367.8 | 359 | 2024-12-30 08:00 | 0.41071 | 0.56373 | 0.56373 | 0.7393 | 0.69953
12 | 30 | 9 | 127 | 200.3 | 200.3 | 346.6 | 357 | 2024-12-30 09:00 | 0.3799 | 0.54548 | 0.54548 | 0.69668 | 0.69564
12 | 30 | 10 | 111.9 | 200.8 | 200.8 | 347 | 351 | 2024-12-30 10:00 | 0.33473 | 0.54684 | 0.54684 | 0.69749 | 0.68394
12 | 30 | 11 | 105.5 | 200.2 | 200.2 | 343.3 | 348 | 2024-12-30 11:00 | 0.31558 | 0.54521 | 0.54521 | 0.69005 | 0.6781
12 | 30 | 12 | 79.5 | 200.6 | 200.6 | 361.2 | 350 | 2024-12-30 12:00 | 0.23781 | 0.5463 | 0.5463 | 0.72603 | 0.682
12 | 30 | 13 | 40 | 170.1 | 170.1 | 352.3 | 360 | 2024-12-30 13:00 | 0.11965 | 0.46324 | 0.46324 | 0.70814 | 0.70148
12 | 30 | 14 | 42 | 165.8 | 165.8 | 344.4 | 366 | 2024-12-30 14:00 | 0.12564 | 0.45153 | 0.45153 | 0.69226 | 0.71317
12 | 30 | 15 | 116.8 | 170.45 | 170.45 | 347.5 | 360 | 2024-12-30 15:00 | 0.34939 | 0.46419 | 0.46419 | 0.69849 | 0.70148
12 | 30 | 16 | 119.1 | 217.25 | 217.25 | 350.4 | 363 | 2024-12-30 16:00 | 0.35627 | 0.59164 | 0.59164 | 0.70432 | 0.70733
12 | 30 | 17 | 110.05 | 241.65 | 241.65 | 320.5 | 384 | 2024-12-30 17:00 | 0.3292 | 0.65809 | 0.65809 | 0.64422 | 0.74825
12 | 30 | 18 | 175.85 | 277.6 | 277.6 | 395.7 | 423 | 2024-12-30 18:00 | 0.52602 | 0.75599 | 0.75599 | 0.79538 | 0.82424
12 | 30 | 19 | 230.25 | 326.5 | 326.5 | 423.8 | 453 | 2024-12-30 19:00 | 0.68875 | 0.88916 | 0.88916 | 0.85186 | 0.8827
12 | 30 | 20 | 259.05 | 323.6 | 323.6 | 440.9 | 449 | 2024-12-30 20:00 | 0.7749 | 0.88126 | 0.88126 | 0.88623 | 0.8749
12 | 30 | 21 | 245.15 | 325.8 | 325.8 | 434.9 | 433 | 2024-12-30 21:00 | 0.73332 | 0.88725 | 0.88725 | 0.87417 | 0.84373
12 | 30 | 22 | 208.65 | 169.8 | 169.8 | 415.5 | 415 | 2024-12-30 22:00 | 0.62414 | 0.46242 | 0.46242 | 0.83518 | 0.80865
12 | 30 | 23 | 184.35 | 170 | 170 | 394.5 | 393 | 2024-12-30 23:00 | 0.55145 | 0.46296 | 0.46296 | 0.79296 | 0.76578
12 | 31 | 0 | 148.9 | 238.5 | 238.5 | 383.3 | 347 | 2024-12-31 | 0.44541 | 0.64951 | 0.64951 | 0.77045 | 0.67615
12 | 31 | 1 | 153.365 | 223.2 | 223.2 | 373 | 315 | 2024-12-31 01:00 | 0.45876 | 0.60784 | 0.60784 | 0.74975 | 0.6138
12 | 31 | 2 | 148.865 | 222 | 222 | 347.5 | 319 | 2024-12-31 02:00 | 0.4453 | 0.60458 | 0.60458 | 0.69849 | 0.62159
12 | 31 | 3 | 152.2 | 221.1 | 221.1 | 338.4 | 312 | 2024-12-31 03:00 | 0.45528 | 0.60212 | 0.60212 | 0.6802 | 0.60795
12 | 31 | 4 | 153.25 | 216.2 | 216.2 | 338.7 | 328 | 2024-12-31 04:00 | 0.45842 | 0.58878 | 0.58878 | 0.6808 | 0.63913
12 | 31 | 5 | 152.05 | 216.3 | 216.3 | 339.2 | 318 | 2024-12-31 05:00 | 0.45483 | 0.58905 | 0.58905 | 0.68181 | 0.61964
12 | 31 | 6 | 147.45 | 176.5 | 176.5 | 345.2 | 354 | 2024-12-31 06:00 | 0.44107 | 0.48066 | 0.48066 | 0.69387 | 0.68979
12 | 31 | 7 | 148.15 | 164.6 | 164.6 | 347 | 352 | 2024-12-31 07:00 | 0.44316 | 0.44826 | 0.44826 | 0.69749 | 0.68589
12 | 31 | 8 | 116.6 | 164.6 | 164.6 | 342 | 339 | 2024-12-31 08:00 | 0.34879 | 0.44826 | 0.44826 | 0.68744 | 0.66056
12 | 31 | 9 | 72.9 | 158.9 | 158.9 | 351.6 | 343 | 2024-12-31 09:00 | 0.21807 | 0.43273 | 0.43273 | 0.70673 | 0.66836
12 | 31 | 10 | 73 | 165.5 | 165.5 | 314.3 | 344 | 2024-12-31 10:00 | 0.21837 | 0.45071 | 0.45071 | 0.63176 | 0.6703
12 | 31 | 11 | 70 | 167.1 | 167.1 | 333.3 | 349 | 2024-12-31 11:00 | 0.20939 | 0.45507 | 0.45507 | 0.66995 | 0.68005
12 | 31 | 12 | 74.1 | 164.4 | 164.4 | 363.4 | 357 | 2024-12-31 12:00 | 0.22166 | 0.44771 | 0.44771 | 0.73045 | 0.69564
12 | 31 | 13 | 105 | 167.7 | 167.7 | 346.9 | 350 | 2024-12-31 13:00 | 0.31409 | 0.4567 | 0.4567 | 0.69729 | 0.682
12 | 31 | 14 | 109.05 | 166.6 | 166.6 | 341.1 | 359 | 2024-12-31 14:00 | 0.3262 | 0.4537 | 0.4537 | 0.68563 | 0.69953
12 | 31 | 15 | 129.05 | 225.1 | 225.1 | 322.1 | 335 | 2024-12-31 15:00 | 0.38603 | 0.61302 | 0.61302 | 0.64744 | 0.65277
12 | 31 | 16 | 124.1 | 215.9 | 215.9 | 322.2 | 363 | 2024-12-31 16:00 | 0.37122 | 0.58796 | 0.58796 | 0.64764 | 0.70733
12 | 31 | 17 | 242.55 | 243.7 | 243.7 | 347.1 | 390.5 | 2024-12-31 17:00 | 0.72555 | 0.66367 | 0.66367 | 0.69769 | 0.76091
12 | 31 | 18 | 256.7 | 299.3 | 299.3 | 389.6 | 437 | 2024-12-31 18:00 | 0.76787 | 0.81509 | 0.81509 | 0.78312 | 0.85152
12 | 31 | 19 | 304.25 | 316.5 | 316.5 | 420 | 438.6 | 2024-12-31 19:00 | 0.91011 | 0.86193 | 0.86193 | 0.84422 | 0.85464
12 | 31 | 20 | 305.6 | 332.1 | 332.1 | 430.3 | 457.3 | 2024-12-31 20:00 | 0.91415 | 0.90441 | 0.90441 | 0.86492 | 0.89108
12 | 31 | 21 | 304.55 | 316.8 | 316.8 | 419.3 | 448.4 | 2024-12-31 21:00 | 0.91101 | 0.86275 | 0.86275 | 0.84281 | 0.87373
12 | 31 | 22 | 297.95 | 283.9 | 283.9 | 422 | 420.1 | 2024-12-31 22:00 | 0.89127 | 0.77315 | 0.77315 | 0.84824 | 0.81859
12 | 31 | 23 | 212.15 | 233.5 | 233.5 | 393.7 | 395 | 2024-12-31 23:00 | 0.63461 | 0.63589 | 0.63589 | 0.79136 | 0.76968

## 2. forecast_demand
Demande d'électricité
incluant Demande de Base Domestique et Professionnelle à desservir en BT et MT + Demande des Mines à desservir par le RNI en MT et HT + Demande Externe via les interconnexions agrégées au niveau de l’ensemble des postes HT/HT de Boké, Linsan, Mali, Koukoutamba, Siguiri, et Nzérékoré
|  |  | 7.395% | [9 empty] | 5.229% |  |  |  | With export | [5 empty] | Source; EDG
Hypothèse |  |  | EDG - Peak | EDG - Energy |  | S1 - Peak | S1 - Energy | S2 - Peak | S2 - Energy | S3 - Peak | S3 - Energy |  | Projection - Peak | Projection - energy | a | 47.1429 |  |  |  | + Export
GWh/MW | 5.5 |  | MW | GWh |  | MW | GWh | MW | GWh | MW | GWh |  |  |  | b | -94753.1429 | [7 empty] | S1 | S1 | S3 | S3 |  |  | Demande base | Demande d'export
|  | 2016 |  |  |  | 539 | 2683.681 | 539 | 2683.681 | 539 | 2683.681 | 2016 | [6 empty] | 2016 |  |  |  | 2016 | [5 empty] | 2016
|  | 2017 | 334 | 1837 | [7 empty] | 2017 | 334 | 1837 | 334 | 1837 | 334 | 1837 | 2017 |  |  |  | 2017 | [5 empty] | 2017 | 334 | 0
|  | 2018 | 367 | 2018.5 |  | 644 | 3206.874 | 619 | 3080.353 | 598 | 2978.366 | 2018 | 367 | 2018.5 | 367 | 2018.5 | 367 | 2018.5 | 2018 |  |  |  | 2018 | [5 empty] | 2018 | 367 | 0
|  | 2019 | 400.8 | 2204.4 | [7 empty] | 2019 | 400.8 | 2204.4 | 400.8 | 2204.4 | 400.8 | 2204.4 | 2019 |  |  |  | 2019 | [5 empty] | 2019 | 400.8 | 0
|  | 2020 | 457 | 2513.5 |  | 880 | 4668.225 | 714 | 3664.819 | 650 | 3309.245 | 2020 | 457 | 2513.5 | 457 | 2513.5 | 457 | 2513.5 | 2020 |  |  |  | 2020 | [5 empty] | 2020 | 457 | 0
|  | 2021 | 498 | 2739 |  | 1009 | 5509 | 775 | 4045 | 671 | 3468 | 2021 | 498 | 2739 | 498 | 2739 | 498 | 2739 | 2021 |  |  | 3.9726 | 2021 | 1446.02 | 364 | 1446.02 | 364 | 3.9726 | 2021 | 498 | 0
|  | 2022 | 513 | 2821.5 |  | 1356.4 | 7845 | 837 | 4457 | 705 | 3714 | 2022 | 513 | 2821.5 | 513 | 2821.5 | 513 | 2821.5 | 2022 |  |  |  | 2022 | 1721.015 | 434 | 1446.02 | 364 | 3.9726 | 2022 | 513 | 0
|  | 2023 | 588 | 3234 |  | 2033 | 12663 | 978 | 6095 | 735 | 3907 | 2023 | 588 | 3234 | 588 | 3234 | 588 | 3234 | 2023 |  |  |  | 2023 | 2286.283 | 551 | 1446.02 | 364 | 3.9726 | 2023 | 588 | 0
|  | 2024 | 829 | 4559.5 |  | 2179.3 | 13588 | 1092 | 6829 | 776 | 4185 | 2024 | 664 | 3652 | 664 | 3652 | 664 | 3652 | 2024 | 364 | 1446.02 |  | 2024 | 2286.283 | 551 | 1721 | 434 | 3.9654 | 2024 | 664 | 364
|  | 2025 | 920.19 | 5061.045 |  | 2324.2 | 14469 | 1208 | 7543 | 863 | 5489 | 2025 | 711.1429 | 3911.2857 | 711.1429 | 3911.2857 | 1075.1429 | 5357.3057 | 2025 | 364 | 1446.02 |  | 2025 | 2286.283 | 551 | 2286.283 | 551 | 4.1493 | 2025 | 711.1429 | 364
|  | 2026 | 1021.4109 | 5617.76 | [7 empty] | 2026 | 758.2857 | 4170.5714 | 758.2857 | 4170.5714 | 1122.2857 | 5616.5914 | 2026 | 364 | 1446.02 |  | 2026 | [5 empty] | 2026 | 758.2857 | 364
|  | 2027 | 1133.7661 | 6235.7135 | [7 empty] | 2027 | 805.4286 | 4429.8571 | 805.4286 | 4429.8571 | 1169.4286 | 5875.8771 | 2027 | 434 | 1721 |  | 2027 | 3665.529 | 844 | 2286.283 | 551 | 4.1493 | 2027 | 805.4286 | 434
|  | 2028 | 1258.4804 | 6921.642 | [7 empty] | 2028 | 852.5714 | 4689.1429 | 852.5714 | 4689.1429 | 1286.5714 | 6410.1429 | 2028 | 551 | 2286.283 |  | 2028 | [5 empty] | 2028 | 852.5714 | 551
|  | 2029 | 1396.9132 | 7683.0227 | [7 empty] | 2029 | 899.7143 | 4948.4286 | 899.7143 | 4948.4286 | 1450.7143 | 7234.7116 | 2029 | 551 | 2286.283 |  | 2029 | [5 empty] | 2029 | 899.7143 | 551
|  | 2030 | 1550.5737 | 8528.1552 |  | 3076.7 | 19259 | 1553 | 9752 | 1078 | 6905 | 2030 | 946.8571 | 5207.7143 | 946.8571 | 5207.7143 | 1497.8571 | 7493.9973 | 2030 | 551 | 2286.283 |  | 2030 | 3529.294 | 817 | 2641 | 641 | 4.1201 | 2030 | 946.8571 | 551
|  | 2031 | 1721.1368 | 9466.2522 | [7 empty] | 2031 | 994 | 5467 | 994 | 5467 | 1545 | 7753.283 | 2031 | 551 | 2286.283 |  | 2031 | [5 empty] | 2031 | 994 | 551
|  | 2032 | 1910.4618 | 10507.54 | [7 empty] | 2032 | 1041.1429 | 5726.2857 | 1041.1429 | 5726.2857 | 1592.1429 | 8012.5687 | 2032 | 551 | 2286.283 |  | 2032 | 3529.294 | 817 | 2641 | 641 | 4.1201 | 2032 | 1041.1429 | 551
|  | 2033 | 2120.6126 | 11663.3694 | [7 empty] | 2033 | 1088.2857 | 5985.5714 | 1088.2857 | 5985.5714 | 1639.2857 | 8271.8544 | 2033 | 641 | 2641 |  | 2033 | [5 empty] | 2033 | 1088.2857 | 641
|  | 2034 | 2353.88 | 12946.34 | [7 empty] | 2034 | 1135.4286 | 6244.8571 | 1135.4286 | 6244.8571 | 1776.4286 | 8885.8571 | 2034 | 641 | 2641 |  | 2034 | [5 empty] | 2034 | 1135.4286 | 641
|  | 2035 | 2424.4964 | 13334.7302 |  | 4008 | 25525.441 | 2008 | 12841 | 1283 | 8382 | 2035 | 1182.5714 | 6504.1429 | 1182.5714 | 6504.1429 | 1823.5714 | 9145.1429 | 2035 | 641 | 2641 |  | 2035 | 3529.294 | 817 | 2641 | 641 | 4.1201 | 2035 | 1182.5714 | 641
|  | 2036 | 2497.2313 | 13734.7721 | [7 empty] | 2036 | 1229.7143 | 6763.4286 | 1229.7143 | 6763.4286 | 1870.7143 | 9404.4286 | 2036 | 641 | 2641 |  | 2036 | [5 empty] | 2036 | 1229.7143 | 641
|  | 2037 | 2572.1482 | 14146.8153 | [7 empty] | 2037 | 1276.8571 | 7022.7143 | 1276.8571 | 7022.7143 | 1917.8571 | 9663.7143 | 2037 | 641 | 2641 |  | 2037 | [5 empty] | 2037 | 1276.8571 | 641
|  | 2038 | 2649.3127 | 14571.2197 | [7 empty] | 2038 | 1324 | 7282 | 1324 | 7282 | 1965 | 9923 | 2038 | 641 | 2641 |  | 2038 | [5 empty] | 2038 | 1324 | 641
|  | 2039 | 2728.7921 | 15008.3563 | [7 empty] | 2039 | 1371.1429 | 7541.2857 | 1371.1429 | 7541.2857 | 2012.1429 | 10182.2857 | 2039 | 641 | 2641 |  | 2039 | [5 empty] | 2039 | 1371.1429 | 641
|  | 2040 | 2810.6558 | 15458.607 | [7 empty] | 2040 | 1418.2857 | 7800.5714 | 1418.2857 | 7800.5714 | 2059.2857 | 10441.5714 | 2040 | 641 | 2641 |  | 2040 | [5 empty] | 2040 | 1418.2857 | 641
|  | 2041 | 2894.9755 | 15922.3652 | [7 empty] | 2041 | 1465.4286 | 8059.8571 | 1465.4286 | 8059.8571 | 2106.4286 | 10700.8571 | 2041 | 641 | 2641 |  | 2041 | [5 empty] | 2041 | 1465.4286 | 641
|  | 2042 | 2981.8248 | 16400.0362 | [7 empty] | 2042 | 1512.5714 | 8319.1429 | 1512.5714 | 8319.1429 | 2153.5714 | 10960.1429 | 2042 | 641 | 2641 |  | 2042 | [5 empty] | 2042 | 1512.5714 | 641
|  | 2043 | 3071.2795 | 16892.0372 | [7 empty] | 2043 | 1559.7143 | 8578.4286 | 1559.7143 | 8578.4286 | 2200.7143 | 11219.4286 | 2043 | 641 | 2641 |  | 2043 | [5 empty] | 2043 | 1559.7143 | 641
|  | 2044 | 3163.4179 | 17398.7984 | [7 empty] | 2044 | 1606.8571 | 8837.7143 | 1606.8571 | 8837.7143 | 2247.8571 | 11478.7143 | 2044 | 641 | 2641 |  | 2044 | [5 empty] | 2044 | 1606.8571 | 641
|  | 2045 | 3258.3204 | 17920.7623 | [7 empty] | 2045 | 1654 | 9097 | 1654 | 9097 | 2295 | 11738 | 2045 | 641 | 2641 |  | 2045 | [5 empty] | 2045 | 1654 | 641
|  | 2046 | 3356.07 | 18458.3852 | [7 empty] | 2046 | 1701.1429 | 9356.2857 | 1701.1429 | 9356.2857 | 2342.1429 | 11997.2857 | 2046 | 641 | 2641 |  | 2046 | [5 empty] | 2046 | 1701.1429 | 641
|  | 2047 | 3456.7521 | 19012.1367 | [7 empty] | 2047 | 1748.2857 | 9615.5714 | 1748.2857 | 9615.5714 | 2389.2857 | 12256.5714 | 2047 | 641 | 2641 |  | 2047 | [5 empty] | 2047 | 1748.2857 | 641
|  | 2048 | 3560.4547 | 19582.5008 | [7 empty] | 2048 | 1795.4286 | 9874.8571 | 1795.4286 | 9874.8571 | 2436.4286 | 12515.8571 | 2048 | 641 | 2641 |  | 2048 | [5 empty] | 2048 | 1795.4286 | 641
|  | 2049 | 3667.2683 | 20169.9759 | [7 empty] | 2049 | 1842.5714 | 10134.1429 | 1842.5714 | 10134.1429 | 2483.5714 | 12775.1429 | 2049 | 641 | 2641 |  | 2049 | [5 empty] | 2049 | 1842.5714 | 641
|  | 2050 | 3777.2864 | 20775.0751 | [7 empty] | 2050 | 1889.7143 | 10393.4286 | 1889.7143 | 10393.4286 | 2530.7143 | 13034.4286 | 2050 | 641 | 2641 |  | 2050 | [5 empty] | 2050 | 1889.7143 | 641
[20 empty] | 641 | 2641
[20 empty] | 641 | 2641
[20 empty] | 641 | 2641
Source: Master Plan
|  |  | Scénario 1 – | Scénario 2 – Demande Totale | Scénario 2 – | Scénario 3 Demande
|  |  | Hors Raffinage d’Alumine | (Base+ Mines + Externe) | Demande Hors Mines (Base + Extern) | (Base+ Mines + Externe (Hors CLSG))
|  | Demande en MWh/an | 11.4% | 10.1% | 9% | 7.8%
|  | Demande de Pointe en MW | 9.5% | 8.6% | 7.9% | 6.2%

## 3. energy_historical
Source: EDG | [22 empty] | MasterPlan | 2021 | 2022 | 2023 | 2024 | Average |  |  | MasterPlan | 2021 | 2022 | 2023 | 2024 |  |  |  | MasterPlan | 2021 | 2022 | 2023 | 2024
year | month |  | Souapiti | Kaléta | Garafiri | G chutes | Donkéa | Banéah | Kinkon | Hydraulique | Kaloum 1 | Kaloum 2 | Kaloum 3 | Kaloum 5 | GDE | Kipé | Agreko | Tè-Power | Thermique | TOTAL |  |  | Souapiti - MP | Souapiti - 2021 | Souapiti - 2022 | Souapiti - 2023 | Souapiti - 2024 | Souapiti - Average |  |  | Kaléta - MP | Kaléta - 2021 | Kaléta - 2022 | Kaléta - 2023 | Kaléta - 2024 | Kaléta - Average |  |  | Garafiri - MP | Garafiri - 2021 | Garafiri - 2022 | Garafiri - 2023 | Garafiri - 2024 | Garafiri - Average
2015 | 1 | 2015-01-01 |  |  | 24456 | 7081.5 | 4968.6 |  | 848.88 | 37354.98 | 1563.39 |  | 2768 | 6399.8 |  |  | 16950 |  | 27681.19 | 65036.17 |  | 1 | 205000 | 117435.15 | 132148.8 | 156416.4 | 140682.15 | 136670.625 |  | 1 | 98000 | 65072.698 | 67977 | 81547.2 | 79638.3 | 73558.7995 |  | 1 | 26000 | 25000 | 22922 | 33289 | 27040.5 | 27062.875
2015 | 2 | 2015-02-01 |  |  | 19541 | 7590 | 5321.5 |  | 244.42 | 32696.92 | 5711.38 |  | 0 | 5466.4 |  |  | 14489 |  | 25666.78 | 58363.7 |  | 2 | 182000 | 119126.7 | 122358.6 | 145974.15 | 105584.85 | 123261.075 |  | 2 | 82000 | 67548.6 | 63529.2 | 76929.3 | 61179.3 | 67296.6 |  | 2 | 22000 | 16606.5 | 23911 | 33175 | 30473.5 | 26041.5
2015 | 3 | 2015-03-01 |  |  | 11843.7 | 8302.6 | 6096.9 |  | 29.65 | 26272.85 | 6124 |  | 5 | 8515.1 |  |  | 16241 |  | 30885.1 | 57157.95 |  | 3 | 194000 | 125023.5 | 133065.45 | 157002.3 | 108958.5 | 131012.4375 |  | 3 | 87000 | 73376.1 | 68840.1 | 84369.6 | 65179.8 | 72941.4 |  | 3 | 21000 | 22235 | 30262.5 | 27192 | 28154 | 26960.875
2015 | 4 | 2015-04-01 |  |  | 11124.8 | 8480.4 | 6268.4 |  | 0 | 25873.6 | 11506 |  | 0 | 5463 |  |  | 15085 |  | 32054 | 57927.6 |  | 4 | 184000 | 113381.1 | 160867.35 | 167416.2 | 100755.9 | 135605.1375 |  | 4 | 83000 | 69526.8 | 85472.1 | 92654.1 | 62955.9 | 77652.225 |  | 4 | 18000 | 22833 | 21633 | 17021.5 | 16939 | 19606.625
2015 | 5 | 2015-05-01 |  | 7480 | 13173 | 7086.7 | 5962.5 |  | 474.98 | 34177.18 | 9896.19 |  | 0 | 8918 |  |  | 12198 |  | 31012.19 | 65189.37 |  | 5 | 197000 | 119929.95 | 138622.05 | 169240.05 | 91098 | 129722.5125 |  | 5 | 88000 | 77301 | 76293 | 97580.7 | 58930.2 | 77526.225 |  | 5 | 17000 | 22164 | 26216 | 18484.5 | 15716.5 | 20645.25
2015 | 6 | 2015-06-01 |  | 27173 | 14944 | 8018.9 | 3905.4 |  | 1612.96 | 55654.26 | 9980.15 |  | 0 | 8914.4 |  |  | 8724 |  | 27618.55 | 83272.81 |  | 6 | 224000 | 111755.7 | 143687.25 | 154413 | 82725.3 | 123145.3125 |  | 6 | 98000 | 77338.8 | 82567.8 | 95262.3 | 56076.3 | 77811.3 |  | 6 | 16000 | 23056.5 | 20603 | 21458.5 | 14938 | 20014
2015 | 7 | 2015-07-01 |  | 75621 | 11741.5 | 7994.5 | 4597.1 |  | 2059.53 | 102013.63 | 4833 |  | 0 | 2524.2 |  |  |  |  | 7357.2 | 109370.83 |  | 7 | 192000 | 107106.3 | 123596.55 | 158363.1 | 77716.8 | 116695.6875 |  | 7 | 117000 | 77332.5 | 79613.1 | 104706 | 60946.2 | 80649.45 |  | 7 | 16000 | 18692.5 | 13763 | 9885 | 7069.5 | 12352.5
2015 | 8 | 2015-08-01 |  | 83068 | 14395 | 7588.4 | 3939.9 |  | 1942.65 | 110933.95 | 426.06 |  | 0 | 212.7 |  |  |  |  | 638.76 | 111572.71 |  | 8 | 192000 | 107361.45 | 124210.8 | 154819.35 | 86647.05 | 118259.6625 |  | 8 | 149000 | 87318 | 88609.5 | 110243.7 | 72878.4 | 89762.4 |  | 8 | 19000 | 13347.5 | 17451 | 7283.5 | 11500 | 12395.5
2015 | 9 | 2015-09-01 |  | 73652 | 20357.4 | 7602.9 | 6203.3 |  | 1868.85 | 109684.45 | 0 |  | 0 | 108.1 |  |  |  |  | 108.1 | 109792.55 |  | 9 | 186000 | 109780.65 | 128104.2 | 167879.25 | 136439.1 | 135550.8 |  | 9 | 144000 | 79146.9 | 97750.8 | 105858.9 | 114370.2 | 99281.7 |  | 9 | 25000 | 22071.5 | 15629 | 3547 | 40208.5 | 20364
2015 | 10 | 2015-10-01 |  | 94632.3 | 7096.1 | 9320 | 6472.8 |  | 2149.87 | 119671.07 | 612.06 |  | 0 | 1618.5 |  |  |  |  | 2230.56 | 121901.63 |  | 10 | 205000 | 120553.65 | 133689.15 | 177452.1 | 179767.35 | 152865.5625 |  | 10 | 149000 | 74314.8 | 92610 | 104806.8 | 173672 | 111350.9 |  | 10 | 29000 | 24559 | 15115 | 2731.5 | 47200.5 | 22401.5
2015 | 11 | 2015-11-01 |  | 87399.9 | 24136 | 5801.1 | 3757.9 |  | 2225.49 | 123320.39 | 2201.77 |  | 0 | 2500.7 | 1090.27 |  |  |  | 5792.74 | 129113.13 |  | 11 | 194000 | 94745.7 | 148846.95 | 186316.2 | 186599.7 | 154127.1375 |  | 11 | 101000 | 96005.7 | 89371.8 | 100806.3 | 110565 | 99187.2 |  | 11 | 28000 | 31512.5 | 15468.5 | 9028 | 27016.5 | 20756.375
2015 | 12 | 2015-12-01 |  | 54469.8 | 27343 | 6079.3 | 4177.8 |  | 1855.99 | 93925.89 | 12350.24 |  | 0 | 2951 | 22054.01 |  |  |  | 37355.25 | 131281.14 |  | 12 | 238000 | 124314.75 | 166225.5 | 172273.5 |  | 154271.25 |  | 12 | 60000 | 75555.9 | 86013.9 | 95237.1 |  | 85602.3 |  | 12 | 29000 | 22349.5 | 22948 | 19667.75 |  | 21655.0833
2016 | 1 | 2016-01-01 |  | 41724.9 | 28433 | 5454.6 | 4101.3 |  | 1304.24 | 81018.04 | 13037.23 | 0 | 0 | 4967.9 | 27015.8915 | 6940 |  |  | 51961.0215 | 132979.0615 |  | Total | 2393000 | 1370514.6 | 1655422.65 | 1967565.6 | 1296974.7 | 1611187.2 |  | Total | 1256000 | 919837.798 | 978648.3 | 1150002 | 916391.6 | 1012620.4995 |  | Total | 266000 | 264427.5 | 245922 | 202763.25 | 266256.5 | 250256.0833
2016 | 2 | 2016-02-01 |  | 36647.1 | 31074 | 5625.2 | 3566.8 |  | 289.85 | 77202.95 | 11010.98 | 0 | 0 | 5191.2 | 24474.8 | 11998.77 |  |  | 52675.75 | 129878.7 |  | Deviation MP |  | -42.73% | -30.82% | -17.78% | -45.8% | -32.67% |  | Deviation MP |  | -26.76% | -22.08% | -8.439% | -27.04% | -19.38% |  | Deviation MP |  | -0.5912% | -7.548% | -23.77% | 0.09643% | -5.919%
2016 | 3 | 2016-03-01 |  | 25767 | 23757 | 6656.9 | 2671.74 |  | 28.35 | 58880.99 | 13229.62 | 8374.55 | 0 | 2624.5 | 20127.13 | 17227.522 |  |  | 61583.322 | 120464.312
2016 | 4 | 2016-04-01 |  | 21993.3 | 18231 | 3880.9 | 2348.38 |  | 0 | 46453.58 | 12868.87 | 12598.15 | 0 | 3115.8 | 33240.93 | 21212.22 |  |  | 83035.97 | 129489.55
2016 | 5 | 2016-05-01 |  | 26352.9 | 19551 | 4191.4 | 2831.93 |  | 317.34 | 53244.57 | 12444.19 | 10644.32 | 0 | 866 | 26360.64 | 19066.26 |  |  | 69381.41 | 122625.98
2016 | 6 | 2016-06-01 |  | 36508.5 | 17982.2 | 5641.6 | 3005.29 |  | 670.15 | 63807.74 | 14311.21 | 11835.87 | 0 | 1895.9 | 7364.96 | 18879.725 |  |  | 54287.665 | 118095.405
2016 | 7 | 2016-07-01 |  | 81799.2 | 10252.8 | 7776.1 | 2541.472 |  | 2194.423 | 104563.995 | 6740.22 | 5554.51 | 0 | 1979 | 0 | 13948.564 |  |  | 28222.294 | 132786.289
2016 | 8 | 2016-08-01 |  | 106281 | 10668 | 4521.9 | 3881.59 |  | 1831.032 | 127183.522 | 0 | 323.8 | 0 | 33.8 | 0 | 4815.03 |  |  | 5172.63 | 132356.152
2016 | 9 | 2016-09-01 |  | 88464.6 | 19985 | 4203.7 | 3650.49 |  | 1425.316 | 117729.106 | 0 | 1544.1 | 0 | 373.8 | 0 | 8485.877 |  |  | 10403.777 | 128132.883
2016 | 10 | 2016-10-01 |  | 86940 | 26834 | 4307.3 | 2295.69 |  | 1642.5 | 122019.49 | 0 | 5490.65 | 0 | 0 | 0 | 10862.217 |  |  | 16352.867 | 138372.357
2016 | 11 | 2016-11-01 |  | 80734.5 | 32125 | 2892.3 | 513.781 |  | 2013.606 | 118279.187 | 4067.6 | 8013.13 | 0 | 0 | 0 | 15258.146 |  |  | 27338.876 | 145618.063
2016 | 12 | 2016-12-01 |  | 55326.6 | 36629 | 6979.9 | 3181.982 | 128.9 | 1366.992 | 103613.374 | 10596.18 | 9449.9 | 0 | 0 | 0 | 18376.618 |  |  | 38422.698 | 142036.072
2017 | 1 | 2017-01-01 |  | 38367 | 29893.5 | 8896.3 | 5374.83 | 176.1 | 589.698 | 83297.428 | 12505.46 | 11852.42 | 0 | 0 | 0 | 24916.005 |  |  | 49273.885 | 132571.313
2017 | 2 | 2017-02-01 |  | 26201.7 | 22268 | 11399.5 | 6752.58 | 259.4 | 238.14 | 67119.32 | 12295.66 | 10706.02 | 0 | 0 | 725.78 | 23351.482 |  |  | 47078.942 | 114198.262
2017 | 3 | 2017-03-01 |  | 24343.2 | 21827 | 9144.8 | 5273.2 | 775.55 | 0 | 61363.75 | 12454.77 | 11658.3 | 0 | 0 | 15638.42 | 21176.46 |  |  | 60927.95 | 122291.7
2017 | 4 | 2017-04-01 |  | 22705.2 | 20174 | 4254.2 | 3249.14 | 677.6 | 0 | 51060.14 | 14674.204 | 14588.15 | 0 | 2587 | 21594.24 | 24380.81 |  |  | 77824.404 | 128884.544
2017 | 5 | 2017-05-01 |  | 27568.8 | 19745.5 | 8473.9 | 4129.66 | 501.8 | 118.4 | 60538.06 | 12268.28 | 13184.96 | 0 | 9557 | 17617.92 | 18515.537 |  |  | 71143.697 | 131681.757
2017 | 6 | 2017-06-01 |  | 44925.3 | 15650.5 | 10511.9 | 3801.72 | 254.06 | 835.672 | 75979.152 | 10175.78 | 11608.27 | 0 | 11642 | 7393.92 | 17931.821 |  |  | 58751.791 | 134730.943
2017 | 7 | 2017-07-01 |  | 113015.7 | 16413.5 | 13660.9 | 4074.51 | 0 | 2240.442 | 149405.052 | 243.95 | 2020.25 | 0 | 4333 | 0 | 3631.669 |  |  | 10228.869 | 159633.921
2017 | 8 | 2017-08-01 |  | 128223.9 | 7511.5 | 8973.7 | 3894.96 | 0 | 2176.827 | 150780.887 | 0 | 367.11 | 0 | 953 | 0 | 1696.831 |  |  | 3016.941 | 153797.828
2017 | 9 | 2017-09-01 |  | 122837.4 | 13621.5 | 8572.9 | 2769.38 | 0 | 2116.834 | 149918.014 | 0 | 88.92 | 0 | 1468 | 0 | 1182.466 |  |  | 2739.386 | 152657.4
2017 | 10 | 2017-10-01 |  | 122925.6 | 19502.5 | 9298.5 | 4085.55 | 0 | 2185.54 | 157997.69 | 1336.48 | 2275.7 | 0 | 2468 | 0 | 6719.63 |  |  | 12799.81 | 170797.5
2017 | 11 | 2017-11-01 |  | 71448.3 | 26153 | 9219.1 | 4265.77 | 0 | 1624.068 | 112710.238 | 11424.48 | 12730.79 | 0 | 11324 | 0 | 18659.277 |  |  | 54138.547 | 166848.785
2017 | 12 | 2017-12-01 |  | 41970.6 | 26887 | 9180.3 | 4258.93 | 0 | 562.288 | 82859.118 | 12094.05 | 12258.62 | 0 | 12267.7 | 16820.48 | 19527.709 |  |  | 72968.559 | 155827.677
2018 | 1 | 2018-01-01 |  | 32029.2 | 25076.5 | 8001.1 | 4222.5 | 0 | 375.638 | 69704.938 | 11078.12 | 12793.24 | 0 | 18371 | 13696.64 | 18460.886 |  |  | 74399.886 | 144104.824
2018 | 2 | 2018-02-01 |  | 19895.4 | 16866 | 8273.4 | 6117.92 | 0 | 107.022 | 51259.742 | 13769.7 | 13755.73 | 0 | 17680 | 17501.44 | 24304.574 |  |  | 87011.444 | 138271.186
2018 | 3 | 2018-03-01 |  | 22541.4 | 21770.4 | 10202.9 | 5834.64 | 0 | 0 | 60349.34 | 16150.38 | 16037.95 | 0 | 20593 | 10165.76 | 27063.59 |  |  | 90010.68 | 150360.02 | Production (GWh)
2018 | 4 | 2018-04-01 |  | 26245.8 | 24513.5 | 11796.1 | 7858.06 | 0 | 0 | 70413.46 | 15503.95 | 14984.91 | 0 | 19866 | 0 | 26666.27 |  |  | 77021.13 | 147434.59 |  | Souapiti | Kaléta | Garafiri | G chutes | Donkéa | Banéah | Kinkon | S/T Hydro | Kaloum 1 | Kaloum 2 | Kaloum 3 | Kaloum 5 | GDE | Kipé | Agreko | Tè-Power | S/T Therm | TOTAL | Share hydro
2018 | 5 | 2018-05-01 |  | 31311 | 26923 | 4733.9 | 3346.62 | 0 | 0 | 66314.52 | 14959.42 | 16187.39 | 0 | 18987 | 0 | 26391.344 |  |  | 76525.154 | 142839.674 | 2015 | 0 | 503.496 | 200.1515 | 90.9463 | 61.6721 | 0 | 15.3133 | 871.5792 | 65.2042 | 0 | 2.773 | 53.5919 | 23.1443 | 0 | 83.687 | 0 | 228.4004 | 1099.9796 | 79.24%
2018 | 6 | 2018-06-01 |  | 33686.1 | 16734.7 | 9265.6 | 6026.04 | 0 | 354.042 | 66066.482 | 12539.99 | 13209.99 | 0 | 16204 | 0 | 20457.323 |  |  | 62411.303 | 128477.785 | 2016 | 0 | 688.5396 | 275.522 | 62.1318 | 34.5904 | 0.1289 | 13.0838 | 1073.9965 | 98.3061 | 73.829 | 0 | 21.0479 | 138.5844 | 167.0709 | 0 | 0 | 498.8383 | 1572.8348 | 68.28%
2018 | 7 | 2018-07-01 |  | 79109.1 | 10646.8 | 13145 | 6590.07 | 0 | 2123.032 | 111614.002 | 7696.5 | 7955.56 | 0 | 17897 | 0 | 15063.701 |  |  | 48612.761 | 160226.763 | 2017 | 0 | 784.5327 | 239.6475 | 111.586 | 51.9302 | 2.6445 | 12.6879 | 1203.0288 | 99.4731 | 103.3395 | 0 | 56.5997 | 79.7908 | 181.6897 | 0 | 0 | 520.8928 | 1723.9216 | 69.78%
2018 | 8 | 2018-08-01 |  | 130737.6 | 5039 | 13169 | 8503.94 | 0 | 2325.604 | 159775.144 | 0 | 113.572 | 0 | 4696 | 0 | 2155.648 |  |  | 6965.22 | 166740.364 | 2018 | 0 | 739.6578 | 229.3089 | 120.6571 | 73.2007 | 0 | 12.1754 | 1174.9999 | 114.7485 | 125.9884 | 12.635 | 165.807 | 68.441 | 213.3116 | 0 | 0 | 700.9315 | 1875.9314 | 62.64%
2018 | 9 | 2018-09-01 |  | 132558.3 | 2072 | 12180 | 7850.74 | 0 | 1962.846 | 156623.886 | 203.201 | 540.606 | 1125 | 4498 | 0 | 1196.682 |  |  | 7563.489 | 164187.375 | 2019 | 0 | 875.3094 | 213.8256 | 110.109 | 62.6021 | 0 | 10.7283 | 1272.5744 | 104.2025 | 120.0487 | 52.403 | 98.874 | 127.5685 | 218.4135 | 0 | 0 | 721.5103 | 1994.0847 | 63.82%
2018 | 10 | 2018-10-01 |  | 116197.2 | 25745 | 11820 | 5267.21 | 0 | 1958.494 | 160987.904 | 2978.49 | 3124.93 | 73 | 5801 | 0 | 6364.118 |  |  | 18341.538 | 179329.442 | 2020 | 160.651 | 867.044 | 296.924 | 99.854 | 41.9693 | 0 | 12.1474 | 1478.5897 | 38.9097 | 90.8427 | 45.667 | 18.382 | 74.3245 | 202.0218 | 453.1592 | 11.7583 | 935.0652 | 2413.6549 | 61.26%
2018 | 11 | 2018-11-01 |  | 74692.8 | 28143 | 9764 | 5423.9 | 0 | 1888.08 | 119911.78 | 7090.84 | 13293.9 | 4481 | 10699 | 2694.4 | 20339.57 |  |  | 58598.71 | 178510.49 | 2021 | 1370.5146 | 919.8378 | 264.4275 | 61.515 | 10.4177 | 0 | 8.7774 | 2635.49 | 0.018602 | 11.1295 | 5.218 | 20.087 | 0 | 124.1445 | 142.5274 | 56.0111 | 359.1361 | 2994.626 | 88.01%
2018 | 12 | 2018-12-01 |  | 40653.9 | 25779 | 8306.1 | 6159.1 | 0 | 1080.648 | 81978.748 | 12777.9 | 13990.66 | 6956 | 10515 | 24382.72 | 24847.898 |  |  | 93470.178 | 175448.926 | 2022 | 1655.4226 | 978.6483 | 245.922 | 30.138 | 16.3879 | 0 | 4.0383 | 2930.5572 | 2.7015 | 16.57 | 4.013 | 11.139 | 0 | 63.2194 | 110.064 | 42.728 | 250.4349 | 3180.9921 | 92.13%
2019 | 1 | 2019-01-01 | 0 | 27839.7 | 21756 | 7315 | 5565.4 | 0 | 473 | 62949.1 | 15491.84 | 15031.75 | 8125 | 10772 | 21505.28 | 27087.822 | 0 | 0 | 98013.692 | 160962.792 | 2023 | 1967.5656 | 1150.002 | 202.7632 | 0 | 0 | 0 | 8.7642 | 3329.095 | 7.2871 | 58.9244 | 0 | 59.713 | 0 | 85.5728 | 0.606 | 86.5314 | 298.6347 | 3627.7298 | 91.77%
2019 | 2 | 2019-02-01 | 0 | 21136.5 | 19862.5 | 6201 | 5244.3 | 0 | 82.6 | 52526.9 | 12363.16 | 13704.47 | 5041 | 9670 | 5727.26 | 22505.12 | 0 | 0 | 69011.01 | 121537.91 | 2024 | 1296.9747 | 916.3916 | 266.2565 | 0 | 0 | 0 | 7.6679 | 2487.2907 | 39.6656 | 61.3421 | 0 | 46.835 | 0 | 133.3431 | 134.266 | 230.0629 | 645.5148 | 3132.8054 | 79.39%
2019 | 3 | 2019-03-01 | 0 | 20909.7 | 20422 | 6868 | 5318.7 | 0 | 10.3 | 53528.7 | 12564.82 | 15047.71 | 4809 | 14992 | 27964.16 | 27517.72 | 0 | 0 | 102895.41 | 156424.11
2019 | 4 | 2019-04-01 | 0 | 20909.7 | 19562.5 | 7372 | 4995.9 | 0 | 2.9 | 52843 | 13854.85 | 14597.29 | 4758 | 12420 | 20139.52 | 26088.33 | 0 | 0 | 91857.99 | 144700.99
2019 | 5 | 2019-05-01 | 0 | 28394.1 | 25767 | 8135 | 4811.9 | 0 | 0 | 67108 | 15797.96 | 16077.01 | 6279 | 12210 | 26918.4 | 26977.193 | 0 | 0 | 104259.563 | 171367.563
2019 | 6 | 2019-06-01 | 0 | 35223.3 | 22749 | 9997 | 5680.2 | 0 | 74 | 73723.5 | 15160.92 | 14393.46 | 9217 | 11391 | 6891.52 | 26598.73 | 0 | 0 | 83652.63 | 157376.13
2019 | 7 | 2019-07-01 | 0 | 103225.5 | 10972.3 | 8681 | 4338.6 | 0 | 1095.5 | 128312.9 | 6741.47 | 8597.83 | 4407 | 6631 | 110.72 | 16425.591 | 0 | 0 | 42913.611 | 171226.511
2019 | 8 | 2019-08-01 | 0 | 142178.4 | 6859 | 11746 | 4026.5 | 0 | 2008.8 | 166818.7 | 191.024 | 330.27 | 257 | 1176 | 206.72 | 2179.647 | 0 | 0 | 4340.661 | 171159.361
2019 | 9 | 2019-09-01 | 0 | 143967.6 | 8360.5 | 12415 | 6383.5 | 0 | 2097.9 | 173224.5 | 15.6 | 50.94 | 30 | 1537 | 0 | 1865.39 | 0 | 0 | 3498.93 | 176723.43
2019 | 10 | 2019-10-01 | 0 | 151319.7 | 20595 | 10616 | 5649.8 | 0 | 2104 | 190284.5 | 0 | 0 | 108 | 1706 | 0 | 3213.075 | 0 | 0 | 5027.075 | 195311.575
2019 | 11 | 2019-11-01 | 0 | 107112.6 | 24725.8 | 10138 | 5184.55 | 0 | 1986.7 | 149147.65 | 9973.489 | 9287.914 | 662 | 8175 | 0 | 14978.767 | 0 | 0 | 43077.17 | 192224.82
2019 | 12 | 2019-12-01 | 0 | 73092.6 | 12194 | 10625 | 5402.7 | 0 | 792.6 | 102106.9 | 2047.382 | 12930.068 | 8710 | 8194 | 18104.96 | 22976.16 | 0 | 0 | 72962.57 | 175069.47
2020 | 1 | 2020-01-01 | 0 | 51011.1 | 13698 | 8190 | 4401.29 | 0 | 303.5 | 77603.89 | 200.922 | 15814.077 | 10190 | 8828 | 23680 | 28229.352 | 0 | 0 | 86942.351 | 164546.241
2020 | 2 | 2020-02-01 | 0 | 33786.9 | 21194 | 6450 | 2611 | 0 | 133.5 | 64175.4 | 4530.667 | 14928.545 | 8625 | 8018 | 0 | 25008.866 | 23851.4 | 273.83 | 85236.308 | 149411.708
2020 | 3 | 2020-03-01 | 0 | 22932 | 16142.5 | 6559 | 3867.7 | 0 | 38.2 | 49539.4 | 15101.96 | 15363.622 | 7948 | 1536 | 19767.68 | 27584.464 | 79351.41 | 161.74 | 166814.876 | 216354.276
2020 | 4 | 2020-04-01 | 0 | 22938.3 | 23069 | 7737 | 1921.8 | 0 | 0 | 55666.1 | 11828.193 | 11084.399 | 7886 | 0 | 20873.6 | 23400.607 | 76514.9 | 843.24 | 152430.939 | 208097.039
2020 | 5 | 2020-05-01 | 0 | 32665.5 | 24919.5 | 10243 | 3704.4 | 0 | 92.17 | 71624.57 | 2761.393 | 11249.555 | 5660 | 0 | 4284.5779 | 22864.127 | 76740.294 | 244.01 | 123803.9569 | 195428.5269
2020 | 6 | 2020-06-01 | 0 | 33289.2 | 27384.5 | 10648 | 3658.7 | 0 | 249.2 | 75229.6 | 2626.686 | 14326.954 | 3670 | 0 | 3504.8621 | 22408.223 | 73650.13 | 0 | 120186.8551 | 195416.4551
2020 | 7 | 2020-07-01 | 0 | 86385.6 | 21090.5 | 11355 | 4183.8 | 0 | 1865.2 | 124880.1 | 1470.074 | 4379.521 | 1526 | 0 | 2213.76 | 9873.666 | 48800.1 | 0 | 68263.121 | 193143.221
2020 | 8 | 2020-08-01 | 0 | 133100.1 | 30185.5 | 8503 | 3896.8 | 0 | 2054.9 | 177740.3 | 362.001 | 0 | 0 | 0 | 0 | 2834.484 | 10628.0478 | 0 | 13824.5328 | 191564.8328
2020 | 9 | 2020-09-01 | 0 | 131247.9 | 43807.5 | 9386 | 3911.72 | 0 | 1941.96 | 190295.08 | 18.659 | 0 | 0 | 0 | 0 | 3424.6 | 9811.88 | 0 | 13255.139 | 203550.219
2020 | 10 | 2020-10-01 | 0 | 135179.1 | 36946 | 7806 | 3859.6 | 0 | 2001.95 | 185792.65 | 0 | 1365.11 | 0 | 0 | 0 | 8690 | 18777 | 175.71 | 29007.82 | 214800.47
2020 | 11 | 2020-11-01 | 47357.95 | 115674.3 | 14766 | 7489 | 3022.5 | 0 | 2010 | 190319.75 | 0 | 1549.179 | 0 | 0 | 0 | 13092.364 | 17841 | 9585.81 | 42068.353 | 232388.103
2020 | 12 | 2020-12-01 | 113293 | 68834 | 23721 | 5488 | 2930 | 0 | 1456.85 | 215722.85 | 9.16 | 781.75 | 162 | 0 | 0 | 14611.04 | 17193 | 474 | 33230.95 | 248953.8
2021 | 1 | 2021-01-01 | 117435.15 | 65072.698 | 25000 | 6295 | 630.1 | 0 | 482.69 | 214915.638 | 0 | 216.137 | 2877 | 3465 | 0 | 10353.895 | 17281 | 1364.6 | 35557.632 | 250473.27
2021 | 2 | 2021-02-01 | 119126.7 | 67548.6 | 16606.5 | 6346 | 966.6 | 0 | 166.572 | 210760.972 | 0 | 0 | 160 | 1402 | 0 | 10342.44 | 9572 | 3105.9 | 24582.34 | 235343.312
2021 | 3 | 2021-03-01 | 125023.5 | 73376.1 | 22235 | 8897 | 2888.5 | 0 | 16.34 | 232436.44 | 0 | 444.536 | 0 | 521 | 0 | 6994.5 | 12153.7 | 5904.9 | 26018.636 | 258455.076
2021 | 4 | 2021-04-01 | 113381.1 | 69526.8 | 22833 | 4376 | 909.8 | 0 | 0 | 211026.7 | 0 | 1109.803 | 256 | 122 | 0 | 10117.22 | 23337.9 | 10472.7 | 45415.623 | 256442.323
2021 | 5 | 2021-05-01 | 119929.95 | 77301 | 22164 | 5975 | 0 | 0 | 0 | 225369.95 | 0 | 1262.5 | 222 | 2373 | 0 | 10484.58 | 15226 | 7466.1 | 37034.18 | 262404.13
2021 | 6 | 2021-06-01 | 111755.7 | 77338.8 | 23056.5 | 4708 | 0 | 0 | 29.14 | 216888.14 | 0 | 2957.03 | 155 | 2579 | 0 | 8857.873 | 7068.8 | 4315.1 | 25932.803 | 242820.943
2021 | 7 | 2021-07-01 | 107106.3 | 77332.5 | 18692.5 | 5303 | 0 | 0 | 329.652 | 208763.952 | 0 | 2520.26 | 786 | 2536 | 0 | 9136.28 | 3278 | 2969.2 | 21225.74 | 229989.692
2021 | 8 | 2021-08-01 | 107361.45 | 87318 | 13347.5 | 5118 | 0 | 0 | 1693.02 | 214837.97 | 0 | 2326.76 | 63 | 1519 | 0 | 8486.058 | 0 | 1387.4 | 13782.218 | 228620.188
2021 | 9 | 2021-09-01 | 109780.65 | 79146.9 | 22071.5 | 3883 | 0 | 0 | 1774.6 | 216656.65 | 0 | 276.97 | 0 | 489 | 0 | 10594.989 | 5250.3 | 3450.3 | 20061.559 | 236718.209
2021 | 10 | 2021-10-01 | 120553.65 | 74314.8 | 24559 | 2949 | 0 | 0 | 1715.95 | 224092.4 | 0 | 0 | 84 | 1423 | 0 | 11117.48 | 12927 | 4511.8 | 30063.28 | 254155.68
2021 | 11 | 2021-11-01 | 94745.7 | 96005.7 | 31512.5 | 3337 | 1057.6 | 0 | 1906.77 | 228565.27 | 11.132 | 15.468 | 615 | 1811 | 0 | 13289.706 | 14110.7 | 4640.1 | 34493.106 | 263058.376
2021 | 12 | 2021-12-01 | 124314.75 | 75555.9 | 22349.5 | 4328 | 3965.1 | 0 | 662.63 | 231175.88 | 7.47 | 0 | 0 | 1847 | 0 | 14369.499 | 22322 | 6423 | 44968.969 | 276144.849
2022 | 1 | 2022-01-01 | 132148.8 | 67977 | 22922 | 4170 | 4095 | 0 | 217.962 | 231530.762 | 0 | 2322.556 | 1653 | 2008 | 0 | 13043.127 | 16002 | 6607.36 | 41636.043 | 273166.805
2022 | 2 | 2022-02-01 | 122358.6 | 63529.2 | 23911 | 3758 | 3117.9 | 0 | 159.66 | 216834.36 | 496.46 | 2437.661 | 475 | 0 | 0 | 11176.698 | 8923 | 12985.1 | 36493.919 | 253328.279
2022 | 3 | 2022-03-01 | 133065.45 | 68840.1 | 30262.5 | 4336 | 0 | 0 | 38.376 | 236542.426 | 1219.849 | 1547 | 1625 | 0 | 0 | 9023.535 | 26917 | 8315.3 | 48647.684 | 285190.11
2022 | 4 | 2022-04-01 | 160867.35 | 85472.1 | 21633 | 4272 | 0 | 0 | 0 | 272244.45 | 376.812 | 1497.533 | 260 | 925 | 0 | 8763.323 | 2718 | 1269.2 | 15809.868 | 288054.318
2022 | 5 | 2022-05-01 | 138622.05 | 76293 | 26216 | 2151 | 998.4 | 0 | 0 | 244280.45 | 608.42 | 2935.871 | 0 | 1015 | 0 | 10636.661 | 13955 | 4332.3 | 33483.252 | 277763.702
2022 | 6 | 2022-06-01 | 143687.25 | 82567.8 | 20603 | 3103 | 3856.3 | 0 | 29.808 | 253847.158 | 0 | 395.78 | 0 | 0 | 0 | 238.637 | 5878 | 0 | 6512.417 | 260359.575
2022 | 7 | 2022-07-01 | 123596.55 | 79613.1 | 13763 | 640 | 4057 | 0 | 81.612 | 221751.262 | 0 | 1593.46 | 0 | 756 | 0 | 958.118 | 8657 | 2923.7 | 14888.278 | 236639.54
2022 | 8 | 2022-08-01 | 124210.8 | 88609.5 | 17451 | 248 | 263.3 | 0 | 80.046 | 230862.646 | 0 | 0 | 0 | 0 | 0 | 319.9 | 132 | 0 | 451.9 | 231314.546
2022 | 9 | 2022-09-01 | 128104.2 | 97750.8 | 15629 | 2267 | 0 | 0 | 349.52 | 244100.52 | 0 | 103.57 | 0 | 98 | 0 | 117 | 703 | 104.5 | 1126.07 | 245226.59
2022 | 10 | 2022-10-01 | 133689.15 | 92610 | 15115 | 2523 | 0 | 0 | 756.58 | 244693.73 | 0 | 3344.46 | 0 | 1041 | 0 | 4309.112 | 10221 | 3983.4 | 22898.972 | 267592.702
2022 | 11 | 2022-11-01 | 148846.95 | 89371.8 | 15468.5 | 2670 | 0 | 0 | 915.48 | 257272.73 | 0 | 366.359 | 0 | 1765 | 0 | 2537.16 | 7117 | 2153 | 13938.519 | 271211.249
2022 | 12 | 2022-12-01 | 166225.5 | 86013.9 | 22948 | 0 | 0 | 0 | 1409.292 | 276596.692 | 0 | 25.763 | 0 | 3531 | 0 | 2096.114 | 8841 | 54.1 | 14547.977 | 291144.669
2023 | 1 | 2023-01-01 | 156416.4 | 81547.2 | 33289 | 0 | 0 | 0 | 581.53 | 271834.13 | 15.5 | 2472.923 | 0 | 2756 | 0 | 4593.12 | 606 | 5519.2 | 15962.743 | 287796.873
2023 | 2 | 2023-02-01 | 145974.15 | 76929.3 | 33175 | 0 | 0 | 0 | 7.362 | 256085.812 | 617.943 | 3957.57 | 0 | 5048 | 0 | 3474.61 | 0 | 4379 | 17477.123 | 273562.935
2023 | 3 | 2023-03-01 | 157002.3 | 84369.6 | 27192 | 0 | 0 | 0 | 16 | 268579.9 | 1386.025 | 9704.53 | 0 | 9699 | 0 | 9664.739 | 0 | 4447 | 34901.294 | 303481.194
2023 | 4 | 2023-04-01 | 167416.2 | 92654.1 | 17021.5 | 0 | 0 | 0 | 0 | 277091.8 | 707.043 | 7239.956 | 0 | 6590 | 0 | 8803.375 | 0 | 14964.3 | 38304.674 | 315396.474
2023 | 5 | 2023-05-01 | 169240.05 | 97580.7 | 18484.5 | 0 | 0 | 0 | 20.358 | 285325.608 | 140.828 | 6811.754 | 0 | 7553 | 0 | 9201.259 | 0 | 13059.5 | 36766.341 | 322091.949
2023 | 6 | 2023-06-01 | 154413 | 95262.3 | 21458.5 | 0 | 0 | 0 | 761.67 | 271895.47 | 68.12 | 2990.973 | 0 | 4062 | 0 | 9117.6373 | 0 | 5003.9 | 21242.6303 | 293138.1003
2023 | 7 | 2023-07-01 | 158363.1 | 104706 | 9885 | 0 | 0 | 0 | 932.76 | 273886.86 | 193.646 | 2480.861 | 0 | 4116 | 0 | 5121.129 | 0 | 3759.7 | 15671.336 | 289558.196
2023 | 8 | 2023-08-01 | 154819.35 | 110243.7 | 7283.5 | 0 | 0 | 0 | 1262.502 | 273609.052 | 69.5 | 1710.92 | 0 | 3252 | 0 | 5669.806 | 0 | 4843.1 | 15545.326 | 289154.378
2023 | 9 | 2023-09-01 | 167879.25 | 105858.9 | 3547 | 0 | 0 | 0 | 1287.06 | 278572.21 | 0 | 1814.91 | 0 | 3369 | 0 | 4976.74 | 0 | 4561.6 | 14722.25 | 293294.46
2023 | 10 | 2023-10-01 | 177452.1 | 104806.8 | 2731.5 | 0 | 0 | 0 | 1458.22 | 286448.62 | 754.2 | 4070.2 | 0 | 1972 | 0 | 5663.82 | 0 | 7398.6 | 19858.82 | 306307.44
2023 | 11 | 2023-11-01 | 186316.2 | 100806.3 | 9028 | 0 | 0 | 0 | 1617.768 | 297768.268 | 1456.1 | 5189.76 | 0 | 3581 | 0 | 5744.368 | 0 | 4684 | 20655.228 | 318423.496
2023 | 12 | 2023-12-01 | 172273.5 | 95237.1 | 19667.75 | 0 | 0 | 0 | 818.964 | 287997.314 | 1878.22 | 10480.082 | 0 | 7715 | 0 | 13542.161 | 0 | 13911.5 | 47526.963 | 335524.277
2024 | 1 | 2024-01-01 | 140682.15 | 79638.3 | 27040.5 | 0 | 0 | 0 | 228.924 | 247589.874 | 2994.256 | 12208.767 | 0 | 5738 | 0 | 11541.162 | 0 | 15427 | 47909.185 | 295499.059
2024 | 2 | 2024-02-01 | 105584.85 | 61179.3 | 30473.5 | 0 | 0 | 0 | 56.484 | 197294.134 | 3231.033 | 10679.084 | 0 | 6662 | 0 | 14879.164 | 0 | 25442.2 | 60893.481 | 258187.615
2024 | 3 | 2024-03-01 | 108958.5 | 65179.8 | 28154 | 0 | 0 | 0 | 40.05 | 202332.35 | 6237.305 | 11076.072 | 0 | 8379 | 0 | 19707.405 | 0 | 31453.6 | 76853.382 | 279185.732
2024 | 4 | 2024-04-01 | 100755.9 | 62955.9 | 16939 | 0 | 0 | 0 | 4.464 | 180655.264 | 7498.365 | 10109.309 | 0 | 3728 | 0 | 16780.217 | 0 | 33660 | 71775.891 | 252431.155
2024 | 5 | 2024-05-01 | 91098 | 58930.2 | 15716.5 | 0 | 0 | 0 | 14.382 | 165759.082 | 4992.149 | 8379.312 | 0 | 3989 | 0 | 16237.778 | 0 | 32146.7 | 65744.939 | 231504.021
2024 | 6 | 2024-06-01 | 82725.3 | 56076.3 | 14938 | 0 | 0 | 0 | 121.196 | 153860.796 | 2681.826 | 2569.156 | 0 | 5216 | 0 | 13641.147 | 0 | 21081.6 | 45189.729 | 199050.525
2024 | 7 | 2024-07-01 | 77716.8 | 60946.2 | 7069.5 | 0 | 0 | 0 | 1088.424 | 146820.924 | 4898.718 | 2727.191 | 0 | 3738 | 0 | 14928.522 | 0 | 26464.6 | 52757.031 | 199577.955
2024 | 8 | 2024-08-01 | 86647.05 | 72878.4 | 11500 | 0 | 0 | 0 | 1673.046 | 172698.496 | 2442 | 2252.65 | 0 | 4379 | 0 | 9125.774 | 18370.5 | 16400.4 | 52970.324 | 225668.82
2024 | 9 | 2024-09-01 | 136439.1 | 114370.2 | 40208.5 | 0 | 0 | 0 | 1665.504 | 292683.304 | 807.908 | 488.794 | 0 | 1205 | 0 | 2718.926 | 24026.7 | 7335.5 | 36582.828 | 329266.132
2024 | 10 | 2024-10-01 | 179767.35 | 173672 | 47200.5 | 0 | 0 | 0 | 1233.036 | 401872.886 | 1055.368 | 314.799 | 0 | 104 | 0 | 3990.902 | 29856.1 | 673.4 | 35994.569 | 437867.455
2024 | 11 | 2024-11-01 | 186599.7 | 110565 | 27016.5 | 0 | 0 | 0 | 1542.348 | 325723.548 | 2826.7 | 536.97 | 0 | 3697 | 0 | 9792.122 | 62012.7 | 19977.9 | 98843.392 | 424566.94
2024 | 12 | 2024-12-01 | [7 empty] | 0 |  |  |  |  | 0 |  |  |  | 0 | 0

## 3. data_comparison
Source: Rapport EDG 2022 |  |  |  | Source: Master plan - Result investment planning
Demande |  | 2021 | 2022 | Capacity mix (MW)
Pointe Max RIC (MW) |  | 498 | 513 |  | Oil diesel | Solar | Hydro | Total
Production globale (GWh) |  | 3066 | 3263 | 2020 | 267 | 0 | 329 | 596
|  |  |  | 2025 | 377 | 223 | 1408 | 2008
Puissance installée (MW) |  | 2021 | 2022 | 2030 | 427 | 423 | 1954 | 2804
Thermique |  | 427.28 | 448.43 | 2035 | 527 | 623 | 3088 | 4238
Hydraulique |  | 812.05 | 812.05
Thermique CCI |  | 61 | 61
Total |  | 1300.33 | 1321.48
Puissance disponible (MW) | 2020 | 2021 | 2022
Thermique | 321 | 273 | 270
Hydraulique | 550 | 797 | 765
Thermique CCI | 0 | 61 | 61
Total | 871 | 1131 | 1096
Énergie produite (GWh) |  | 2021 | 2022
Hydraulique EDG (RIC + TINKISSO) |  | 352 | 304
Thermique EDG (RIC) |  | 20 | 94
Thermique EDG (CCI) |  | 64 | 56
Hydraulique IPP |  | 2290 | 2634
Thermique IPP |  | 339 | 157
Achat énergie avec la CIE (Compagnie Ivoirienne d’Electricité) |  | 0 | 19
Total hydraulique |  | 2642 | 2938
Facteur d'utilisation moyen (%/an) |  | 37.84% | 43.84%
Part production totale |  | 86.2% | 90.54%
Total thermique |  | 423 | 307
Facteur d'utilisation moyen (%/an) |  | 3.371% | 3.448%
Total |  | 3065 | 3245
Énergie produite IPP (GWh) |  | 2021 | 2022
Souaptiti |  | 1371 | 1655
Kaléta |  | 920 | 979
IPP KPS |  | 143 | 110
IPP Té-Power |  | 56 | 43
Kaloum 1 |  | 0 | 0
Kaloum 2 |  | 11 | 0
Kaloum 3 |  | 5 | 4
G.D-Energie |  | 0 | 0
Kipé |  | 124 | 0
CIE |  | 0 | 19

## 4. cost_thermal
Conversion |  |  | Status | Capacity (MW) | Assumption hour (h/year) | Energy (GWh) | FOM IPP ($/h) | VOM IPP ($/MWh) | Total IPP ($/MWh)
1$ | 9 000 GNF | Kaloum I | IPP | 25 | 6000 | 150 | 972 | 3.5 | 42.38
|  | Kaloum II | IPP | 25 | 6000 | 150 | 1045 | 3.5 | 45.3
|  | Kaloum III | IPP | 45 | 6000 | 270 | 0 | 100 | 100
|  | Kaloum V | EDG | 30 | 6000 | 180 |  |  | 0
|  | Kipé | IPP | 50 | 6000 | 300 | 2025 | 3.5 | 44
|  | GDE | IPP | 40 | 6000 | 240 |  | 28 | 28
|  | Tè Power | IPP | 50 | 6000 | 300 | 0 | 90 | 90
|  |  | Status | MW | Assumption hour (h/year) | Energy (GWh) | FOM ($/MW) | VOM ($/MWh) | Capex ($/W) | Annuities capex (€/W) | Total cost ($) | Total cost ($/MWh)
|  | Diesel HFO |  | 1 | 6000 | 6 | 15000 | 7 | 1.5 | 0.15 | 207000 | 34.5
|  | Centrale thermique HFO |  | 1 | 6000 | 6 | 22000 | 4 | 2.6 | 0.26 | 306000 | 51

## 5. hydro_production
Source: Master Plan
[5 empty] | 31 | 28 | 31 | 30 | 31 | 30 | 31 | 31 | 30 | 31 | 30 | 31
[5 empty] | January | February | March | April | May | June | July | August | September | October | November | December | Ratio |  | pAvailibility 100% | [12 empty] | pAvailibility | 70% | [11 empty] | pAvailibility | 50%
mois | Existing | Data generation (GWh) | Power installed (MW) | Production (GWh) | 1 | 2 | 3 | 4 | 5 | 6 | 7 | 8 | 9 | 10 | 11 | 12
Souapiti_IPP | 1 | 1655 | 450 | 2393 | 205 | 182 | 194 | 184 | 197 | 224 | 192 | 192 | 186 | 205 | 194 | 238 |  | Amaria_IPP | 0.61231 | 0.60185 | 0.57945 | 0.5679 | 0.58841 | 0.69136 | 0.57348 | 0.57348 | 0.57407 | 0.61231 | 0.59877 | 0.71087 | Amaria_IPP | 0.42861 | 0.4213 | 0.40562 | 0.39753 | 0.41189 | 0.48395 | 0.40143 | 0.40143 | 0.40185 | 0.42861 | 0.41914 | 0.49761 | Amaria_IPP | 0.30615 | 0.30093 | 0.28973 | 0.28395 | 0.29421 | 0.34568 | 0.28674 | 0.28674 | 0.28704 | 0.30615 | 0.29938 | 0.35544
Koukoutamba_IPP |  |  | 294 | 814 | 24 | 16 | 17 | 17 | 24 | 31 | 85 | 171 | 193 | 149 | 61 | 26 |  | Boureya | 0.10972 | 0.080985 | 0.077719 | 0.08031 | 0.10972 | 0.14645 | 0.3886 | 0.78176 | 0.91175 | 0.68119 | 0.28817 | 0.11886 | Boureya | 0.076805 | 0.056689 | 0.054403 | 0.056217 | 0.076805 | 0.10251 | 0.27202 | 0.54724 | 0.63823 | 0.47683 | 0.20172 | 0.083205 | Boureya | 0.054861 | 0.040492 | 0.03886 | 0.040155 | 0.054861 | 0.073224 | 0.1943 | 0.39088 | 0.45588 | 0.34059 | 0.14409 | 0.059432
GrandKinkon |  |  | 290 | 785 | 77 | 64 | 61 | 59 | 61 | 85 | 58 | 58 | 56 | 58 | 56 | 92 |  | Digan | 0.35688 | 0.32841 | 0.28272 | 0.28257 | 0.28272 | 0.40709 | 0.26882 | 0.26882 | 0.2682 | 0.26882 | 0.2682 | 0.4264 | Digan | 0.24981 | 0.22989 | 0.19791 | 0.1978 | 0.19791 | 0.28496 | 0.18817 | 0.18817 | 0.18774 | 0.18817 | 0.18774 | 0.29848 | Digan | 0.17844 | 0.1642 | 0.14136 | 0.14128 | 0.14136 | 0.20354 | 0.13441 | 0.13441 | 0.1341 | 0.13441 | 0.1341 | 0.2132
Amaria_IPP |  |  | 280 | 1809 | 135 | 117 | 124 | 118 | 129 | 129 | 173 | 205 | 199 | 205 | 138 | 137 |  | Balassa | 0.64804 | 0.62181 | 0.59524 | 0.58532 | 0.61924 | 0.63988 | 0.83045 | 0.98406 | 0.9871 | 0.98406 | 0.68452 | 0.65764 | Balassa | 0.45363 | 0.43527 | 0.41667 | 0.40972 | 0.43347 | 0.44792 | 0.58132 | 0.68884 | 0.69097 | 0.68884 | 0.47917 | 0.46035 | Balassa | 0.32402 | 0.31091 | 0.29762 | 0.29266 | 0.30962 | 0.31994 | 0.41523 | 0.49203 | 0.49355 | 0.49203 | 0.34226 | 0.32882
Kaleta_IPP | 1 | 979 | 240 | 1256 | 98 | 82 | 87 | 83 | 88 | 98 | 117 | 149 | 144 | 149 | 101 | 60 |  | Banéah | 0.54884 | 0.50843 | 0.48723 | 0.48032 | 0.49283 | 0.56713 | 0.65524 | 0.83445 | 0.83333 | 0.83445 | 0.58449 | 0.33602 | Banéah | 0.38418 | 0.3559 | 0.34106 | 0.33623 | 0.34498 | 0.39699 | 0.45867 | 0.58412 | 0.58333 | 0.58412 | 0.40914 | 0.23522 | Banéah | 0.27442 | 0.25422 | 0.24362 | 0.24016 | 0.24642 | 0.28356 | 0.32762 | 0.41723 | 0.41667 | 0.41723 | 0.29225 | 0.16801
Bonkon_Diaria |  |  | 174 | 508 | 29 | 24 | 25 | 25 | 29 | 38 | 49 | 73 | 70 | 73 | 37 | 36 |  | Garafiri | 0.22401 | 0.20525 | 0.19312 | 0.19955 | 0.22401 | 0.30332 | 0.37851 | 0.5639 | 0.55875 | 0.5639 | 0.29534 | 0.27809 | Garafiri | 0.15681 | 0.14368 | 0.13518 | 0.13969 | 0.15681 | 0.21232 | 0.26495 | 0.39473 | 0.39112 | 0.39473 | 0.20674 | 0.19466 | Garafiri | 0.11201 | 0.10263 | 0.096558 | 0.099777 | 0.11201 | 0.15166 | 0.18925 | 0.28195 | 0.27937 | 0.28195 | 0.14767 | 0.13904
Korafindi |  |  | 170 | 717 | 43 | 26 | 29 | 28 | 29 | 53 | 80 | 105 | 102 | 116 | 77 | 29 |  | Donkea | 0.33997 | 0.22759 | 0.22929 | 0.22876 | 0.22929 | 0.43301 | 0.63251 | 0.83017 | 0.83333 | 0.91714 | 0.62908 | 0.22929 | Donkea | 0.23798 | 0.15931 | 0.1605 | 0.16013 | 0.1605 | 0.3031 | 0.44276 | 0.58112 | 0.58333 | 0.642 | 0.44036 | 0.1605 | Donkea | 0.16999 | 0.1138 | 0.11464 | 0.11438 | 0.11464 | 0.2165 | 0.31626 | 0.41509 | 0.41667 | 0.45857 | 0.31454 | 0.11464
Boureya |  |  | 160 | 974 | 88 | 77 | 84 | 82 | 88 | 107 | 69 | 69 | 67 | 69 | 67 | 107 |  | Bonkon_Diaria | 0.73925 | 0.71615 | 0.70565 | 0.71181 | 0.73925 | 0.92882 | 0.57964 | 0.57964 | 0.5816 | 0.57964 | 0.5816 | 0.89886 | Bonkon_Diaria | 0.51747 | 0.5013 | 0.49395 | 0.49826 | 0.51747 | 0.65017 | 0.40575 | 0.40575 | 0.40712 | 0.40575 | 0.40712 | 0.6292 | Bonkon_Diaria | 0.36962 | 0.35807 | 0.35282 | 0.3559 | 0.36962 | 0.46441 | 0.28982 | 0.28982 | 0.2908 | 0.28982 | 0.2908 | 0.44943
Kouravel_IPP |  |  | 135 | 402 | 23 | 20 | 23 | 22 | 23 | 25 | 42 | 56 | 54 | 56 | 31 | 27 |  | GrandKinkon | 0.22899 | 0.22046 | 0.22899 | 0.22634 | 0.22899 | 0.2572 | 0.41816 | 0.55755 | 0.55556 | 0.55755 | 0.31893 | 0.26882 | GrandKinkon | 0.16029 | 0.15432 | 0.16029 | 0.15844 | 0.16029 | 0.18004 | 0.29271 | 0.39028 | 0.38889 | 0.39028 | 0.22325 | 0.18817 | GrandKinkon | 0.1145 | 0.11023 | 0.1145 | 0.11317 | 0.1145 | 0.1286 | 0.20908 | 0.27877 | 0.27778 | 0.27877 | 0.15947 | 0.13441
Fetore |  |  | 124 | 330 | 16 | 13 | 14 | 13 | 15 | 19 | 37 | 53 | 51 | 53 | 26 | 20 |  | Korafindi | 0.17343 | 0.15601 | 0.15175 | 0.14561 | 0.16259 | 0.21281 | 0.40106 | 0.57449 | 0.57124 | 0.57449 | 0.29122 | 0.21679 | Korafindi | 0.1214 | 0.10921 | 0.10623 | 0.10193 | 0.11381 | 0.14897 | 0.28074 | 0.40214 | 0.39987 | 0.40214 | 0.20385 | 0.15175 | Korafindi | 0.086715 | 0.078005 | 0.075876 | 0.072805 | 0.081296 | 0.10641 | 0.20053 | 0.28724 | 0.28562 | 0.28724 | 0.14561 | 0.10839
Tiopo |  |  | 105 | 800 | 72 | 65 | 72 | 64 | 64 | 70 | 68 | 72 | 70 | 72 | 70 | 41 |  | Diallol | 0.92166 | 0.9212 | 0.92166 | 0.84656 | 0.81925 | 0.92593 | 0.87046 | 0.92166 | 0.92593 | 0.92166 | 0.92593 | 0.52483 | Diallol | 0.64516 | 0.64484 | 0.64516 | 0.59259 | 0.57348 | 0.64815 | 0.60932 | 0.64516 | 0.64815 | 0.64516 | 0.64815 | 0.36738 | Diallol | 0.46083 | 0.4606 | 0.46083 | 0.42328 | 0.40963 | 0.46296 | 0.43523 | 0.46083 | 0.46296 | 0.46083 | 0.46296 | 0.26242
Morisakano |  |  | 100 | 693 | 55 | 43 | 46 | 44 | 45 | 66 | 60 | 68 | 66 | 68 | 66 | 66 |  | Fello | 0.73925 | 0.63988 | 0.61828 | 0.61111 | 0.60484 | 0.91667 | 0.80645 | 0.91398 | 0.91667 | 0.91398 | 0.91667 | 0.8871 | Fello | 0.51747 | 0.44792 | 0.4328 | 0.42778 | 0.42339 | 0.64167 | 0.56452 | 0.63978 | 0.64167 | 0.63978 | 0.64167 | 0.62097 | Fello | 0.36962 | 0.31994 | 0.30914 | 0.30556 | 0.30242 | 0.45833 | 0.40323 | 0.45699 | 0.45833 | 0.45699 | 0.45833 | 0.44355
Diallol |  |  | 100 | 520 | 34 | 27 | 29 | 28 | 29 | 42 | 62 | 68 | 66 | 68 | 50 | 17 |  | Fetore | 0.45699 | 0.40179 | 0.38978 | 0.38889 | 0.38978 | 0.58333 | 0.83333 | 0.91398 | 0.91667 | 0.91398 | 0.69444 | 0.22849 | Fetore | 0.31989 | 0.28125 | 0.27285 | 0.27222 | 0.27285 | 0.40833 | 0.58333 | 0.63978 | 0.64167 | 0.63978 | 0.48611 | 0.15995 | Fetore | 0.22849 | 0.20089 | 0.19489 | 0.19444 | 0.19489 | 0.29167 | 0.41667 | 0.45699 | 0.45833 | 0.45699 | 0.34722 | 0.11425
Digan |  |  | 93 | 343 | 16 | 13 | 14 | 14 | 16 | 20 | 39 | 55 | 53 | 55 | 27 | 21 |  | Kogbedou_Franko | 0.23124 | 0.20801 | 0.20234 | 0.20908 | 0.23124 | 0.29869 | 0.56365 | 0.79489 | 0.79152 | 0.79489 | 0.40323 | 0.3035 | Kogbedou_Franko | 0.16187 | 0.14561 | 0.14163 | 0.14636 | 0.16187 | 0.20908 | 0.39455 | 0.55642 | 0.55406 | 0.55642 | 0.28226 | 0.21245 | Kogbedou_Franko | 0.11562 | 0.10401 | 0.10117 | 0.10454 | 0.11562 | 0.14934 | 0.28182 | 0.39744 | 0.39576 | 0.39744 | 0.20161 | 0.15175
Poudaldé |  |  | 90 | 473 | 42 | 31 | 31 | 27 | 27 | 33 | 47 | 54 | 52 | 54 | 47 | 28 |  | Gozoguézia | 0.62724 | 0.51257 | 0.46296 | 0.41667 | 0.40323 | 0.50926 | 0.70191 | 0.80645 | 0.80247 | 0.80645 | 0.72531 | 0.41816 | Gozoguézia | 0.43907 | 0.3588 | 0.32407 | 0.29167 | 0.28226 | 0.35648 | 0.49134 | 0.56452 | 0.56173 | 0.56452 | 0.50772 | 0.29271 | Gozoguézia | 0.31362 | 0.25628 | 0.23148 | 0.20833 | 0.20161 | 0.25463 | 0.35096 | 0.40323 | 0.40123 | 0.40323 | 0.36265 | 0.20908
Fomi_IPP |  |  | 90 | 413 | 15 | 9 | 8 | 7 | 12 | 28 | 62 | 62 | 60 | 62 | 60 | 28 |  | GrandesChutes1 | 0.22401 | 0.14881 | 0.11947 | 0.10802 | 0.17921 | 0.4321 | 0.92593 | 0.92593 | 0.92593 | 0.92593 | 0.92593 | 0.41816 | GrandesChutes1 | 0.15681 | 0.10417 | 0.083632 | 0.075617 | 0.12545 | 0.30247 | 0.64815 | 0.64815 | 0.64815 | 0.64815 | 0.64815 | 0.29271 | GrandesChutes1 | 0.11201 | 0.074405 | 0.059737 | 0.054012 | 0.089606 | 0.21605 | 0.46296 | 0.46296 | 0.46296 | 0.46296 | 0.46296 | 0.20908
Garafiri | 1 |  | 75 | 266 | 26 | 22 | 21 | 18 | 17 | 16 | 16 | 19 | 25 | 29 | 28 | 29 |  | Kouravel_IPP | 0.46595 | 0.43651 | 0.37634 | 0.33333 | 0.30466 | 0.2963 | 0.28674 | 0.3405 | 0.46296 | 0.51971 | 0.51852 | 0.51971 | Kouravel_IPP | 0.32616 | 0.30556 | 0.26344 | 0.23333 | 0.21326 | 0.20741 | 0.20072 | 0.23835 | 0.32407 | 0.3638 | 0.36296 | 0.3638 | Kouravel_IPP | 0.23297 | 0.21825 | 0.18817 | 0.16667 | 0.15233 | 0.14815 | 0.14337 | 0.17025 | 0.23148 | 0.25986 | 0.25926 | 0.25986
Diareguela |  |  | 72 | 515 | 47 | 35 | 34 | 32 | 34 | 47 | 48 | 48 | 47 | 48 | 47 | 48 |  | Fomi_IPP | 0.87739 | 0.72338 | 0.63471 | 0.61728 | 0.63471 | 0.90664 | 0.89606 | 0.89606 | 0.90664 | 0.89606 | 0.90664 | 0.89606 | Fomi_IPP | 0.61417 | 0.50637 | 0.4443 | 0.4321 | 0.4443 | 0.63465 | 0.62724 | 0.62724 | 0.63465 | 0.62724 | 0.63465 | 0.62724 | Fomi_IPP | 0.43869 | 0.36169 | 0.31735 | 0.30864 | 0.31735 | 0.45332 | 0.44803 | 0.44803 | 0.45332 | 0.44803 | 0.45332 | 0.44803
Kogbedou_Franko |  |  | 66 | 410 | 29 | 21 | 23 | 22 | 28 | 38 | 45 | 45 | 44 | 45 | 33 | 37 |  | GrandesChutes2 | 0.59058 | 0.47348 | 0.46839 | 0.46296 | 0.57022 | 0.79966 | 0.91642 | 0.91642 | 0.92593 | 0.91642 | 0.69444 | 0.7535 | GrandesChutes2 | 0.41341 | 0.33144 | 0.32788 | 0.32407 | 0.39915 | 0.55976 | 0.6415 | 0.6415 | 0.64815 | 0.6415 | 0.48611 | 0.52745 | GrandesChutes2 | 0.29529 | 0.23674 | 0.2342 | 0.23148 | 0.28511 | 0.39983 | 0.45821 | 0.45821 | 0.46296 | 0.45821 | 0.34722 | 0.37675
Fello |  |  | 63 | 267 | 24 | 20 | 21 | 20 | 21 | 18 | 28 | 28 | 26 | 26 | 26 | 9 |  | Koukoutamba_IPP | 0.51203 | 0.47241 | 0.44803 | 0.44092 | 0.44803 | 0.39683 | 0.59737 | 0.59737 | 0.57319 | 0.5547 | 0.57319 | 0.19201 | Koukoutamba_IPP | 0.35842 | 0.33069 | 0.31362 | 0.30864 | 0.31362 | 0.27778 | 0.41816 | 0.41816 | 0.40123 | 0.38829 | 0.40123 | 0.13441 | Koukoutamba_IPP | 0.25602 | 0.23621 | 0.22401 | 0.22046 | 0.22401 | 0.19841 | 0.29869 | 0.29869 | 0.2866 | 0.27735 | 0.2866 | 0.096006
Gozoguézia |  |  | 54 | 348 | 23 | 21 | 23 | 22 | 26 | 34 | 35 | 35 | 34 | 35 | 29 | 31 | 0% | Kaleta_IPP | 0.57248 | 0.5787 | 0.57248 | 0.56584 | 0.64715 | 0.87449 | 0.87117 | 0.87117 | 0.87449 | 0.87117 | 0.74588 | 0.7716 | Kaleta_IPP | 0.40074 | 0.40509 | 0.40074 | 0.39609 | 0.45301 | 0.61214 | 0.60982 | 0.60982 | 0.61214 | 0.60982 | 0.52212 | 0.54012 | Kaleta_IPP | 0.28624 | 0.28935 | 0.28624 | 0.28292 | 0.32358 | 0.43724 | 0.43558 | 0.43558 | 0.43724 | 0.43558 | 0.37294 | 0.3858
Balassa |  |  | 50 | 221 | 17 | 15 | 15 | 14 | 16 | 16 | 23 | 23 | 24 | 23 | 18 | 17 |  | Morisakano | 0.45699 | 0.44643 | 0.40323 | 0.38889 | 0.43011 | 0.44444 | 0.61828 | 0.61828 | 0.66667 | 0.61828 | 0.5 | 0.45699 | Morisakano | 0.31989 | 0.3125 | 0.28226 | 0.27222 | 0.30108 | 0.31111 | 0.4328 | 0.4328 | 0.46667 | 0.4328 | 0.35 | 0.31989 | Morisakano | 0.22849 | 0.22321 | 0.20161 | 0.19444 | 0.21505 | 0.22222 | 0.30914 | 0.30914 | 0.33333 | 0.30914 | 0.25 | 0.22849
Nzébéla |  |  | 27 | 129 | 7 | 5 | 6 | 6 | 7 | 9 | 14 | 19 | 18 | 19 | 10 | 9 |  | Nzébéla | 0.34847 | 0.27557 | 0.29869 | 0.30864 | 0.34847 | 0.46296 | 0.69693 | 0.94584 | 0.92593 | 0.94584 | 0.5144 | 0.44803 | Nzébéla | 0.24393 | 0.1929 | 0.20908 | 0.21605 | 0.24393 | 0.32407 | 0.48785 | 0.66209 | 0.64815 | 0.66209 | 0.36008 | 0.31362 | Nzébéla | 0.17423 | 0.13779 | 0.14934 | 0.15432 | 0.17423 | 0.23148 | 0.34847 | 0.47292 | 0.46296 | 0.47292 | 0.2572 | 0.22401
GrandesChutes2 | 1 |  | 17 | 85.6296 | 5.6667 | 5.6667 | 5.6667 | 5.6667 | 5.6667 | 8.8148 | 8.8148 | 8.1852 | 8.8148 | 8.8148 | 8.1852 | 5.6667 | 0% | Souapiti_IPP | 0.44803 | 0.49603 | 0.44803 | 0.46296 | 0.44803 | 0.72016 | 0.69693 | 0.64715 | 0.72016 | 0.69693 | 0.66872 | 0.44803 | Souapiti_IPP | 0.31362 | 0.34722 | 0.31362 | 0.32407 | 0.31362 | 0.50412 | 0.48785 | 0.45301 | 0.50412 | 0.48785 | 0.46811 | 0.31362 | Souapiti_IPP | 0.22401 | 0.24802 | 0.22401 | 0.23148 | 0.22401 | 0.36008 | 0.34847 | 0.32358 | 0.36008 | 0.34847 | 0.33436 | 0.22401
Donkea |  |  | 15 | 89 | 8 | 7 | 8 | 8 | 6 | 6 | 7 | 8 | 8 | 8 | 7 | 8 |  | Poudaldé | 0.71685 | 0.69444 | 0.71685 | 0.74074 | 0.53763 | 0.55556 | 0.62724 | 0.71685 | 0.74074 | 0.71685 | 0.64815 | 0.71685 | Poudaldé | 0.50179 | 0.48611 | 0.50179 | 0.51852 | 0.37634 | 0.38889 | 0.43907 | 0.50179 | 0.51852 | 0.50179 | 0.4537 | 0.50179 | Poudaldé | 0.35842 | 0.34722 | 0.35842 | 0.37037 | 0.26882 | 0.27778 | 0.31362 | 0.35842 | 0.37037 | 0.35842 | 0.32407 | 0.35842
GrandesChutes1 | 1 |  | 10 | 50.3704 | 3.3333 | 3.3333 | 3.3333 | 3.3333 | 3.3333 | 5.1852 | 5.1852 | 4.8148 | 5.1852 | 5.1852 | 4.8148 | 3.3333 |  | Tinkisso | 0.44803 | 0.49603 | 0.44803 | 0.46296 | 0.44803 | 0.72016 | 0.69693 | 0.64715 | 0.72016 | 0.69693 | 0.66872 | 0.44803 | Tinkisso | 0.31362 | 0.34722 | 0.31362 | 0.32407 | 0.31362 | 0.50412 | 0.48785 | 0.45301 | 0.50412 | 0.48785 | 0.46811 | 0.31362 | Tinkisso | 0.22401 | 0.24802 | 0.22401 | 0.23148 | 0.22401 | 0.36008 | 0.34847 | 0.32358 | 0.36008 | 0.34847 | 0.33436 | 0.22401
Banéah | 1 |  | 5 | 11.1 | 1 | 1 | 1 | 1 | 0.8 | 0.7 | 0.9 | 0.9 | 1 | 0.9 | 0.9 | 1 |  | Kinkon | 0.26882 | 0.29762 | 0.26882 | 0.27778 | 0.21505 | 0.19444 | 0.24194 | 0.24194 | 0.27778 | 0.24194 | 0.25 | 0.26882 | Kinkon | 0.18817 | 0.20833 | 0.18817 | 0.19444 | 0.15054 | 0.13611 | 0.16935 | 0.16935 | 0.19444 | 0.16935 | 0.175 | 0.18817 | Kinkon | 0.13441 | 0.14881 | 0.13441 | 0.13889 | 0.10753 | 0.097222 | 0.12097 | 0.12097 | 0.13889 | 0.12097 | 0.125 | 0.13441
Kinkon | 1 |  | 3 | 15 | 1 | 0 | 0 | 0 | 0 | 2 | 2 | 2 | 2 | 2 | 2 | 2 |  | Tiopo | 0.44803 | 0 | 0 | 0 | 0 | 0.92593 | 0.89606 | 0.89606 | 0.92593 | 0.89606 | 0.92593 | 0.89606 | Tiopo | 0.31362 | 0 | 0 | 0 | 0 | 0.64815 | 0.62724 | 0.62724 | 0.64815 | 0.62724 | 0.64815 | 0.62724 | Tiopo | 0.22401 | 0 | 0 | 0 | 0 | 0.46296 | 0.44803 | 0.44803 | 0.46296 | 0.44803 | 0.46296 | 0.44803
Tinkisso | 1 |  | 1.5 | 8.4 | 0.9 | 0.5 | 0 | 0 | 0 | 1 | 1 | 1 | 1 | 1 | 1 | 1 |  | Diareguela | 0.80645 | 0.49603 | 0 | 0 | 0 | 0.92593 | 0.89606 | 0.89606 | 0.92593 | 0.89606 | 0.92593 | 0.89606 | Diareguela | 0.56452 | 0.34722 | 0 | 0 | 0 | 0.64815 | 0.62724 | 0.62724 | 0.64815 | 0.62724 | 0.64815 | 0.62724 | Diareguela | 0.40323 | 0.24802 | 0 | 0 | 0 | 0.46296 | 0.44803 | 0.44803 | 0.46296 | 0.44803 | 0.46296 | 0.44803
FRANKONEDOU
HAKKUNDE- MITTI
KASSA

## production
Centrales thermiques
Nom de la Centrale | Status | Mise en service | Fermeture | Nombre de groupes | Puissance unitaire | Puissance installée | Puissance disponible Master Plan | Puissance disponible Data | Type | Coût d’Exploitation Fixe | Coût d’Exploitation Variable | Owner (Utility/IPP) | Contract
[5 empty] | MW | MW | MW | MW |  |  | $/kWh
Kaloum V |  | 1997/1999/2018 | XX? | 3 | 11 | 32 | 31 | XX |  |  |  | Utility - EDG | XX
Kaloum I | 0 dans MasterPlan | -2018 | XX? | 6 | 4 | 25 | 24 | XX |  | 970$/h | 0.035 | AON/ ISTITHMAR -> EDG | XX
Kaloum II | 0 dans MasterPlan | 2015 | XX? | 3 | 9 | 26 | 23 | XX |  | 1000$/h | 0.035 | AON/ ISTITHMAR -> EDG | XX
Kipé | 124 GWh puis 0 | 2015 | XX? | 6 | 8 | 50 | 50 | XX |  | 2000$/h | 0.035 | AON/ ISTITHMAR -> EDG | XX
Kaloum III | 4 GWh MasterPla | /2019 | XX? | 4 | 11 | 44 | 0 | XX |  | 0.7$/kWh | 0.025 | AISI -> EDG | XX
GDE |  | 2015 | XX? | 2 | 25 | 50 | 40 | XX |  | 3.5$/h | 0.1 | GDE | Only works during dry season
Tè Power | OK |  | XX? | 2 | 25 | 50 |  | XX | HFO | 0.092 $/kW/h | 0.08 | Endeavor | XX
Total | [6 empty] | 278 | 168
IPP KPS (Karpowership) | 143 GWh
Centrales hydrauliques
Site | Status | Mise en service |  | Cours d'eau | Puissance installée | Puissance disponible | Productible moyenne Master Plan | Productible moyenne Data | Productible moyenne Data | Type | Reservoir volume (m3) | Owner (Utility/IPP) | Contract | Price
[5 empty] | MW | MW | GWh/an | GWh/an | GWh/month
Kaléta | OK MasterPlan | 2015 |  | Konkouré | 240 | XX | 914 | XX | XX | Reservoir | XX | OMVG | OMVG 70% pour la Guinée | 0.1$/kWh + 1%/an -
Garafiri | Bon état | 1999 |  | Konkouré | 75 | XX | 265 | XX | XX | Reservoir | 1600 | Utility | XX
Grandes Chutes | Réhabilitation ? | 1954 rénovée en 1982 |  | Samou | 27 | XX | 119 | XX | XX | Reservoir | 223 | Utility | XX
Donkéa | Réhabilitation ? | 1970 |  | Samou | 15 | XX | 81 | XX | XX | Reservoir |  | Utility | XX
Banéah | Réhabilitation ? | 1989 |  | Samou | 5 | XX | 10 | XX | XX | Reservoir |  | Utility | XX
Kinkon | Réhabilitation ? | Réhabilitée en 1966, 1989 et 1991 |  | Kokoulo | 3 | XX | 13 | XX | XX | Run-of-River |  | Utility | XX
Tinkisso | Réhabilitation ? | Réhabilitée en 1974 et 1989 |  | Tinkisso | 2 | XX | 7 | XX | XX | Run-of-River |  | Utility | XX
Samankou | Puissance réduite | 1996 |  |  | 0 | XX | 1 | XX | XX | Run-of-River |  | Utility | XX
Loffa | Puissance réduite | 1958 |  | Ouin-ouin | 0 | XX | 1 | XX | XX | Run-of-River |  | Utility | XX
Sérédou | Détruite ? | 1964 |  | Labagui | 1 | XX | - | XX | XX | Run-of-River |  | Utility | XX
Souapiti | OK MasterPlan | 2021 |  | Konkouré | 450 | XX |  | XX | XX | Reservoir | XX | IPP Chinese Company | XX | 0.11$/kWh
Amaria |  | 2025? |  | Konkouré | 300 | XX |  | XX | XX | Reservoir | XX | IPP Chinese Company | XX
Koukoutamba |  | 2021 ? |  |  | 294 | XX |  | XX | XX | XX | XX | OMVS | OMVS - 25% productible et puissance | 0.06$/kWh + 1%/an
Bouréya |  | 2023 ? |  |  | 161 | XX |  | XX | XX | XX | XX | OMVS | OMVS - 25% productible et puissance | 0.06$/kWh + 1%/an
Niagara (en remplaçant de Balassa) |  | 2026 ? |  |  | 55 | XX |  | XX | XX | XX | XX | OMVS | OMVS - 25% productible et puissance | 0.06$/kWh + 1%/an
Gourbassi (Mali) |  | 2022 ? |  |  | 18 | XX |  | XX | XX | XX | XX | OMVS | OMVS - 25% productible et puissance | 0.06$/kWh + 1%/an
Badoumbé (Mali) |  | 2026 ? |  |  | 70 | XX |  | XX | XX | XX | XX | OMVS | OMVS - 25% productible et puissance | 0.06$/kWh + 1%/an
Sambangalou (Sénégal) |  | 2023 ? |  |  | 128 | XX |  | XX | XX | XX | XX | OMVG | 20% pour la Guinée | 0.06$/kWh + 1%/an
PV Solar
Nom du site | Status | Mise en service |  | Préfecture de localisation | Puissance installée | Productible à considérer | Irradiation Solaire | Nom de la Société
[5 empty] | MW | GWh/an | kWh/m²/j
Boubouyah (Linsan) |  | 20XX |  | Kindia | 33 | 63 | 4.8 | AFRICA SYNERGY GROUPE
Khoumaguéli (Linsan) |  | 20XX |  | Kindia | 40 | 76 | 4.8 | ECOGLOBAL
Linsan |  | 20XX |  | Kindia | 40 | 76 | 4.8 | SOLVEO
Souguéta (Nyakoumba) |  | 20XX |  | Kindia | 30 | 57 | 4.8 | TRYBA ENERGY
Sèrè (Bowalwanou) |  | 20XX |  | Mamou | 30 | 57 | 4.8 | ORION-SACCOF
Diaragbéla |  | 20XX |  | Kouroussa | 50 | 95 | 5 | PLANET CORE HOLDING LIMITED
Total |  |  |  |  | 223 | 424